## Summary & Disclaimer
Virginia Queue Status Report
Active Projects filtered by Generation Type and Interdependency Status
Data as of: | 2025-07-15
Column Labels
| Count of Queue No |  |  |  | Sum of Capacity (MW) |  |  |  | Total Count of Queue No | Total Sum of Capacity (MW)
Row Labels | In Construction | Project A | Project B | Subordinate | In Construction | Project A | Project B | Subordinate
Battery | 14 | 28 | 10 | 19 | 64.8915 | 311.0525 | 162.821 | 315.5 | 71 | 854.265
Diesel | 3 | 14 |  | 1 | 15.2 | 45.112 |  | 1.25 | 18 | 61.562
Nat. Gas |  | 3 |  |  |  | 20.769 |  |  | 3 | 20.769
Solar | 113 | 100 | 79 | 411 | 700.41 | 534.714 | 388.374 | 1979.443 | 703 | 3602.941
Grand Total | 130 | 145 | 89 | 431 | 780.5015 | 911.6475 | 551.195 | 2296.193 | 795 | 4539.537
DISCLAIMER FOR QUEUE STATUS REPORT

## VA Queue Status
Virginia Queue Status Report
Data as of: | 2025-07-15
Queue No | Location (Latitude) | Location (Longitude) | Fuel Type | Capacity (MW) | Substation Name | Substation Transformer | Circuit | Date Queue Number Assigned | Interdependency Status | Status | Status Description | IA Executed (A) | Study Status
VA11009 | 38.7017 | -77.2077 | Diesel | 10 | Occoquan | TX #1 | 43 313 | 10/28/2011 | In Service | A | In Service | 8/16/2012
VA12003 | 38.9466 | -77.1589 | Cancelled | 25 | CIA | TX #1 & TX #2 | 48 CIA | 3/6/2012 | Cancelled | C | Cancelled
VA13002 | 38.877 | -78.4672 | Hydro | 0.26 | Edinburg | TX #1 | 84 354 | 5/16/2013 | In Service | A | In Service | 10/17/2014
VA13003 | 38.7392 | -77.8372 | Diesel | 1.8 | Warrenton | TX #1 | 47 471 | 6/27/2013 | In Service | A | In Service | 5/7/2014
VA13004 | 39.0191 | -77.4634 | Diesel | 22 | Nivo | TX #3 | 48 408 | 7/29/2013 | In Service | A | In Service | 5/10/2016
VA13006 | 36.8864 | -76.3065 | Solar | 0.125 | McLaughlin | TX #6 | 21 412 | 11/25/2013 | In Service | A | In Service | 8/23/2018
VA13007 | 37.3675 | -76.5341 | Cancelled | 0.5 | Hayes | TX #2 | 04 346 | 12/9/2013 | Cancelled | C | Cancelled | 7/28/2014
VA14021 |  |  | Nat. Gas | 1 | Stafford | TX #1 | 42 726 | 4/21/2014 | In Service | A | In Service | 9/23/2016
VA14021.1 |  |  | Solar | 1.1 | Stafford | TX #1 | 42 726 | 4/21/2014 | In Service | A | In Service | 9/23/2016
VA14035A |  |  | Cancelled | 0.833 | Pacific | TX #2 | 44 495 | 5/22/2014 | Cancelled | C | Cancelled | 11/3/2015
VA14036 |  |  | Cancelled | 0.5 | Enon | TX #1 | 02 420 | 5/28/2014 | Cancelled | C | Cancelled | 3/17/2016
VA14037 | 38.3319 | -77.5455 | Cancelled | 3.75 | Fredericksburg | TX #6 | 42 662 | 5/28/2014 | Cancelled | C | Cancelled
VA14038 |  |  | Solar | 0.05 | Carver | TX #2 | 01 512 | 5/29/2014 | In Service | A | In Service | 3/17/2016
VA14040 |  |  | Solar | 1.67 | Enon | TX #2 | 02 872 | 6/6/2014 | In Service | A | In Service | 11/3/2015
VA14041 |  |  | Solar | 0.75 | Churchland | TX #1 | 26 334 | 6/6/2014 | In Service | A | In Service | 3/9/2016
VA14045 |  |  | Solar | 0.05 | Hanover | TX #2 | 01 533 | 6/20/2014 | In Service | A | In Service | 4/21/2016
VA14076 |  |  | Diesel | 2 | McLaughlin | TX #6 | 21 412 | 9/16/2014 | In Service | A | In Service | 8/5/2016
VA14086 |  |  | Cancelled | 2.5 | Fort Belvoir Humphreys |  | 46 344 | 8/29/2014 | Cancelled | C | Cancelled
VA14087 |  |  | Wind | 12 | Birdneck | TX #1 | 25 421 | 10/15/2013 | In Service | A | In Service | 6/12/2015
VA15001 |  |  | Solar | 20 | Remington | TX #1 | 45 396 | 1/12/2015 | In Service | A | In Service | 2/5/2016
VA15002 |  |  | Solar | 2 | Merck 5 | TX #3 | 82 330 | 1/30/2015 | In Service | A | In Service | 2/29/2016
VA15019 | 36.8885 | -76.6111 | Solar | 20 | Smithfield | TX #2 | 26 345 | 5/5/2015 | In Service | A | In Service | 2/5/2016
VA15020 | 38.535 | -77.7325 | Cancelled | 15 | Remington | TX #2 | 45 332 | 5/5/2015 | Cancelled | C | Cancelled
VA15022 | 38.4553 | -77.983 | Diesel | 4.5 | Culpeper | TX #1 | 87 363 | 5/4/2015 | In Service | A | In Service | 2/19/2021
VA15023 | 36.6522 | 76.9263 | Cancelled | 20 | Franklin | TX #2 | 26 996 | 5/13/2015 | Cancelled | C | Cancelled
VA15024 | 37.8411 | -76.8003 | Solar | 20 | Dunnsville | TX #1 | 03 351 | 5/13/2015 | In Service | A | In Service | 8/19/2016
VA15025 |  |  | Cancelled | 5 | Poolesville | TX #1 | 26 470 | 5/13/2015 | Cancelled | C | Cancelled
VA15026 |  |  | Cancelled | 5 | Poolesville | TX #1 | 26 470 | 5/13/2015 | Cancelled | C | Cancelled
VA15027 |  |  | Cancelled | 5 | Poolesville | TX #1 | 26 470 | 5/13/2015 | Cancelled | C | Cancelled
VA15028 |  |  | Cancelled | 5 | Poolesville | TX #1 | 26 470 | 5/13/2015 | Cancelled | C | Cancelled
VA15029 |  |  | Cancelled | 5 | Poolesville | TX #1 | 26 470 | 5/13/2015 | Cancelled | C | Cancelled
VA15031 |  |  | Cancelled | 13 | Boykins | TX #1 | 67 300 | 5/28/2015 | Cancelled | C | Cancelled
VA15032 |  |  | Cancelled | 20 | Boykins | TX #1 | 67 300 | 5/28/2015 | Cancelled | C | Cancelled
VA15033 | 37.4989 | -78.3731 | Solar | 19.8 | Buckingham | TX #3 | 63 309 | 6/4/2015 | In Service | A | In Service | 7/22/2016
VA15034 |  |  | Cancelled | 12 | South Hill | TX #2 | 64 812 | 6/4/2015 | Cancelled | C | Cancelled
VA15035 | 37.4672 | -76.8427 | Solar | 20 | Correctional | TX #1 | 28 429 | 6/4/2015 | In Service | A | In Service | 7/22/2016
VA15038 | 38.0233 | -77.4112 | Cancelled | 7.5 | St John's | TX #1 | 42 535 | 6/12/2015 | Cancelled | C | Cancelled
VA15039 | 37.5408 | -77.9478 | Solar | 17 | Powhatan | TX #1 | 05 405 | 6/16/2015 | In Service | A | In Service | 2/5/2016
VA15040 | 37.5408 | -77.9478 | Solar | 20 | Powhatan | TX #1 | 05 406 | 6/16/2015 | In Service | A | In Service | 7/22/2016
VA15041 | 36.7131 | -78.0239 | Cancelled | 8.4 | Brodnax | TX #1 | 64 817 | 6/23/2015 | Cancelled | C | Cancelled
VA15042 | 37.2049 | -77.3385 | Cancelled | 5 | Poe | TX #4 | 02 355 | 6/24/2015 | Cancelled | C | Cancelled
VA15043 |  |  | Cancelled | 20 | Franklin | TX #2 | 26 996 | 6/24/2015 | Cancelled | C | Cancelled
VA15044 | 37.672 | -77.1704 | Solar | 17 | Old Church | TX #2 | 06 431 | 6/24/2015 | In Service | A | In Service | 10/26/2016
VA15045 |  |  | Cancelled | 19.8 | South Boston | TX #1 | 65 904 | 6/29/2015 | Cancelled | C | Cancelled
VA15047 |  |  | Cancelled | 19.8 | Dryburg | TX #NEW | 65 TB | 6/30/2015 | Cancelled | C | Cancelled
VA15048 | 36.7251 | -78.0988 | Cancelled | 7.4 | South Hill | TX #2 | 64 813 | 6/30/2015 | Cancelled | C | Cancelled
VA15049 | 37.672 | -77.1704 | Solar | 13 | Old Church | TX #1 / #2 | 06 431 | 7/2/2015 | In Service | A | In Service | 12/17/2018
VA15053 |  |  | Solar | 20 | Louisa | TX #1 | 81 375 | 7/8/2015 | In Service | A | In Service | 3/2/2016
VA15055 |  |  | Cancelled | 20 | Grassfield | TX #1 | 26 424 | 7/20/2015 | Cancelled | C | Cancelled
VA15056 | 38.0705 | -76.7755 | Solar | 20 | Westmoreland | TX #1 | 03 315 | 7/20/2015 | In Service | A | In Service | 10/26/2016
VA15057 | 37.4338 | -77.159 | Cancelled | 20 | Turner | TX #2 | 06 307 | 7/20/2015 | Cancelled | C | Cancelled
VA15058 | 37.4544 | -77.0513 | Cancelled | 20 | Providence Forge | TX #1 | 06 461 | 7/20/2015 | Cancelled | C | Cancelled
VA15059 | 36.7742 | -76.6875 | Cancelled | 15 | Myrtle | TX #1 | 26 406 | 7/20/2015 | Cancelled | C | Cancelled
VA15060 | 36.6161 | -78.6038 | Cancelled | 11 | Clarksville | TX #1 | 65 937 | 7/20/2015 | Cancelled | C | Cancelled
VA15061 | 38.9253 | -77.2127 | Cancelled | 0.9 | Tysons | TX #3 | 44 466 | 7/21/2015 | Cancelled | C | Cancelled
VA15062 | 36.9458 | -77.4173 | Solar | 20 | Sapony | TX #2 | 02 332 | 7/24/2015 | In Service | A | In Service | 9/7/2016
VA15063 |  |  | Diesel | 25 | EPG | TX #1 | 46 888 | 7/28/2015 | In Service | A | In Service | 1/10/2017
VA15064 | 37.0997 | -77.2226 | Cancelled | 20 | Disputanta | TX #1 | 02 860 | 7/31/2015 | Cancelled | C | Cancelled
VA15065 |  |  | Cancelled | 20 | Hickory | TX #1 | 23 356 | 7/31/2015 | Cancelled | C | Cancelled
VA15066 | 37.1166 | -76.7893 | Cancelled | 10 | Poolesville | TX #1 | 26 470 | 7/31/2015 | Cancelled | C | Cancelled
VA15067 | 37.5288 | -77.2708 | Solar | 20 | Elko | TX #2 | 06 419 | 7/31/2015 | In Service | A | In Service | 4/23/2019
VA15068 |  |  | Solar | 17.6 | Pendleton | TX #1 | 25 364 | 7/31/2015 | In Service | A | In Service | 9/23/2016
VA15069 |  |  | Cancelled | 15 | Kings Fork | TX #2 | 26 473 | 8/4/2015 | Cancelled | C | Cancelled
VA15070 |  |  | Cancelled | 15 | Fentress | TX #2 | 23 499 | 8/10/2015 | Cancelled | C | Cancelled
VA15071 | 38.0363 | -78.5074 | Cancelled | 0.14 | Hydraulic Rd | TX #1 | 81 397 | 8/10/2015 | Cancelled | C | Cancelled | 5/20/2016
VA15072 | 38.0347 | -78.5095 | Cancelled | 0.224 | Hydraulic Rd | TX #1 | 81 397 | 8/10/2015 | Cancelled | C | Cancelled | 5/20/2016
VA15073 | 36.7541 | -79.4107 | Cancelled | 9 | Banister | TX #2 | 66 400 | 8/12/2015 | Cancelled | C | Cancelled
VA15074 | 36.6729 | -78.8958 | Cancelled | 10 | Welco | TX #1 | 65 497 | 8/12/2015 | Cancelled | C | Cancelled
VA15077 | 37.9692 | -78.3719 | Cancelled | 19.8 | Mount Eagle | TX #1 | 81 350 | 8/17/2015 | Cancelled | C | Cancelled
VA15078 | 36.7087 | -78.9303 | Cancelled | 12 | South Boston | TX #1 | 65 904 | 8/17/2015 | Cancelled | C | Cancelled
VA15079 | 37.1636 | -77.5183 | Cancelled | 20 | Locks | TX #4 | 02 342 | 8/18/2015 | Cancelled | C | Cancelled
VA15086 | 36.6442 | -76.2373 | Cancelled | 18 | Hickory | TX #2 | 23 325 | 9/3/2015 | Cancelled | C | Cancelled
VA15087 | 37.1323 | -79.2601 | Cancelled | 12 | Altavista | TX #5 | 66 501 | 9/3/2015 | Cancelled | C | Cancelled
VA15088 |  |  | Cancelled | 20 | Boykins | TX #1 | 67 300 | 9/8/2015 | Cancelled | C | Cancelled
VA15089 |  |  | Cancelled | 20 | Emporia | TX #1 | 64 896 | 9/8/2015 | Cancelled | C | Cancelled
VA15090 | 38.0287 | -77.4248 | Cancelled | 20 |  | Co-op | REC Area | 9/8/2015 | Cancelled | C | Cancelled
VA15091 |  |  | Cancelled | 4.4 | Smithfield | TX #2 | 26 345 | 9/8/2015 | Cancelled | C | Cancelled
VA15092 |  |  | Cancelled | 11 | Watkins Corner | TX #1 | 26 409 | 9/8/2015 | Cancelled | C | Cancelled
VA15093 | 37.5177 | -76.5249 | Cancelled | 20 | Wan | TX #2 | 04 334 | 9/8/2015 | Cancelled | C | Cancelled
VA15094 | 37.1391 | -76.9032 | Cancelled | 20 | Poolesville | TX #1 | 26 470 | 9/8/2015 | Cancelled | C | Cancelled
VA15095 | 36.5557 | -77.1744 | Cancelled | 20 | Sapony | TX #1 | 02 xxx | 9/8/2015 | Cancelled | C | Cancelled
VA15096 | 38.008 | -76.6067 | Cancelled | 10 | Northern Neck | TX #5 | 03 305 | 9/8/2015 | Cancelled | C | Cancelled
VA15097 | 37.4168 | -76.5753 | Cancelled | 15 | Wan | TX #2 | 04 334 | 9/8/2015 | Cancelled | C | Cancelled
VA15098 | 37.4452 | -76.4736 | Solar | 19.8 | Wan | TX #1 | 04 346 | 9/10/2015 | In Service | A | In Service | 11/20/2017
VA15099 | 37.3625 | -76.7792 | Cancelled | 12 | Lightfoot | TX #2 | 28 438 | 9/10/2015 | Cancelled | C | Cancelled
VA15100 | 36.9196 | -77.2196 | Cancelled | 20 | Sapony | TX #2 | 02 332 | 9/15/2015 | Cancelled | C | Cancelled
VA15101 | 37.058 | -77.144 | Cancelled | 20 |  | TX #1 | PGEC Area | 9/15/2015 | Cancelled | C | Cancelled
VA15102 | 36.892 | -77.394 | Cancelled | 10 | Sapony | TX #2 | 02 332 | 9/15/2015 | Cancelled | C | Cancelled
VA15104 | 36.9496 | -76.6585 | Cancelled | 20 | Smithfield | TX #2 | 26 345 | 9/30/2015 | Cancelled | C | Cancelled
VA15105 | 37.1025 | -76.7301 | Cancelled | 20 | Poolesville | TX #1 | 26 470 | 10/1/2015 | Cancelled | C | Cancelled | 10/18/2021
VA15106 | 37.7697 | -77.6428 | Cancelled | 10 | Mountain Road | TX #2 | 01 480 | 10/1/2015 | Cancelled | C | Cancelled
VA15107 |  |  | Diesel | 4.56 | Jetersville | TX #1 | 63 308 | 10/13/2015 | In Service | A | In Service | 9/29/2017
VA15108 | 37.1313 | -77.5281 | Cancelled | 20 | Locks | TX #4 | 02 342 | 10/20/2015 | Cancelled | C | Cancelled
VA15109 | 37.0175 | -78.5803 | Solar | 13.75 | Twitty's Creek | TX #1 | 65 325 | 11/9/2015 | In Service | A | In Service | 3/8/2019
VA15111 | 36.8474 | -78.4989 | Cancelled | 10 | Chase City | TX #1 | 64 920 | 10/26/2015 | Cancelled | C | Cancelled
VA15113 |  |  | Nat. Gas | 1.5 | Churchland | TX #1 | 26 360 | 10/29/2015 | In Service | A | In Service | 6/23/2016
VA15115 | 37.0313 | -77.0842 | Cancelled | 5.4 | Waverly | TX #1 | 02 847 | 11/5/2015 | Cancelled | C | Cancelled
VA15117 | 37.4621 | -78.0251 | Cancelled | 19.8 | Cartersville | TX #1 | 87 300 | 11/5/2015 | Cancelled | C | Cancelled
VA15118 | 36.8181 | -76.7831 | Cancelled | 20 | Myrtle | TX #1 | 26 406 | 11/6/2015 | Cancelled | C | Cancelled
VA15119 | 37.6572 | -76.3879 | Cancelled | 11 | Ocran | TX #1 | 03 624 | 11/11/2015 | Cancelled | C | Cancelled
VA15120 | 37.3321 | -78.3846 | Cancelled | 12 | Farmville | TX #3 | 63 310 | 11/11/2015 | Cancelled | C | Cancelled
VA15121 | 37.0908 | -78.0541 | Cancelled | 10 | Crewe | TX #1 | 63 601 | 11/11/2015 | Cancelled | C | Cancelled
VA15122 |  |  | Cancelled | 7.5 | Boykins | TX #1 | 67 300 | 11/18/2015 | Cancelled | C | Cancelled
VA15128 | 37.8411 | -76.8003 | Cancelled | 16.67 | Dunnsville | TX #1 | 03 351 | 12/2/2015 | Cancelled | C | Cancelled
VA15131 | 36.4022 | -78.5347 | Cancelled | 13 | Welco | TX #1 | 65 497 | 12/17/2015 | Cancelled | C | Cancelled
VA15132 |  |  | Cancelled | 15 | Culpeper | TX #2 | 87 378 | 12/22/2015 | Cancelled | C | Cancelled
VA15133 | 37.0735 | -76.8731 | Cancelled | 10 | Wakefield | TX #2 | 02 301 | 12/22/2015 | Cancelled | C | Cancelled
VA15135 | 36.3935 | -76.5636 | Cancelled | 20 | Franklin | TX #2 | 26 994 or 996 | 12/18/2015 | Cancelled | C | Cancelled
VA15136 | 36.3928 | -76.5858 | Cancelled | 20 | Franklin | TX #2 | 26 994 | 12/18/2015 | Cancelled | C | Cancelled
VA15137 | 36.4024 | -76.5436 | Cancelled | 20 | Union Camp | TX #1 | 26 994 | 12/18/2015 | Cancelled | C | Cancelled
VA16001 | 36.6782 | -78.8322 | Cancelled | 20 | Welco | TX #2 | 65 New | 1/4/2016 | Cancelled | C | Cancelled
VA16002 | 37.3741 | -78.3561 | Cancelled | 13.336 | Farmville | TX #1 | 63 701 | 1/20/2016 | Cancelled | C | Cancelled
VA16003 | 37.0518 | -76.9301 | Cancelled | 20 | Wakefield | TX #2 | 02 301 | 2/1/2016 | Cancelled | C | Cancelled
VA16005 | 37.215 | -77.374 | Cancelled | 5 | Poe | TX #1 | 02 651 | 2/8/2016 | Cancelled | C | Cancelled
VA16006 |  |  | Cancelled | 15 | Chuckatuck | TX #6 | 26 350 | 2/10/2016 | Cancelled | C | Cancelled
VA16007 | 37.0693 | -76.8616 | Cancelled | 20 | Wakefield | TX #2 | 02 301 | 2/17/2016 | Cancelled | C | Cancelled
VA16008 | 37.1658 | -77.5253 | Cancelled | 20 | Locks | TX #4 | 02 342 | 2/18/2016 | Cancelled | C | Cancelled
VA16010 | 36.9496 | -76.6585 | Cancelled | 14.25 | Smithfield | TX #2 | 26 345 | 2/18/2016 | Cancelled | C | Cancelled
VA16011 | 37.2138 | -76.7648 | Cancelled | 20 | Lightfoot | TX #2 | 28 438 | 2/25/2016 | Cancelled | C | Cancelled
VA16012 |  |  | Cancelled | 15 | Emporia | TX #1 | 64 707 | 2/29/2016 | Cancelled | C | Cancelled
VA16014 | 36.6952 | -76.5612 | Cancelled | 20 | Suffolk | TX #6 | 26 350 | 3/14/2016 | Cancelled | C | Cancelled
VA16016 | 38.1346 | -77.1245 | Cancelled | 20 | Arnolds Corner | TX #2 | 42 342 | 3/17/2016 | Cancelled | C | Cancelled
VA16017 |  |  | Cancelled | 15 | Toano | TX #2 | 28 426 | 3/21/2016 | Cancelled | C | Cancelled
VA16020 | 36.9805 | -78.1381 | Cancelled | 10 | Kenbridge | TX #1 | 64 650 | 3/29/2016 | Cancelled | C | Cancelled
VA16021 |  |  | Cancelled | 0.99 | Rocklanding | TX #1 | 22 480 | 3/28/2016 | Cancelled | C | Cancelled | 1/11/2017
VA16022 |  |  | Cancelled | 20 | Culpeper | TX #1 | 87 377 | 3/18/2016 | Cancelled | C | Cancelled
VA16023 | 37.5408 | -77.9478 | Cancelled | 17 | Powhatan | TX #1 | 05 405 | 3/30/2016 | Cancelled | C | Cancelled
VA16024 |  |  | Cancelled | 20 | Louisa | TX #1 | 87 375 | 3/30/2016 | Cancelled | C | Cancelled
VA16026 | 38.1304 | -79.2391 | Cancelled | 15 | Stuarts Draft | TX #1 | 82 New Circuit | 4/5/2016 | Cancelled | C | Cancelled
VA16027 | 38.0271 | -79.0487 | Cancelled | 10.5 | Stuarts Draft | TX #3 | 82 New Circuit (Stuarts Draft) | 4/6/2016 | Cancelled | C | Cancelled
VA16030 |  |  | Cancelled | 13 | Emporia | TX #1 | 64 707 | 4/25/2016 | Cancelled | C | Cancelled
VA16031 | 36.708 | -76.1356 | Cancelled | 20 | Fentress | TX #2 | 26 497 | 4/26/2016 | Cancelled | C | Cancelled | 5/3/2018
VA16032 | 38.8789 | -77.1201 | Cancelled | 0.0037 | Glen Carlyn | TX #4 | 41 491 | 5/3/2016 | Cancelled | C | Cancelled
VA16033 | 36.9417 | -77.3903 | Cancelled | 20 | Sapony | TX #2 | 02 332 | 5/5/2016 | Cancelled | C | Cancelled
VA16039 | 37.5273 | -76.708 | Cancelled | 18.337 | Shackleford | TX #1 | 04 303 | 5/25/2016 | Cancelled | C | Cancelled
VA16040 | 36.7915 | -76.6683 | Solar | 15 | Kings Fork | TX #2 | 26 473 | 6/2/2016 | In Service | A | In Service | 12/15/2017
VA16041 |  |  | Cancelled | 20 | Hickory | TX #1 | 23 356 | 6/2/2016 | Cancelled | C | Cancelled
VA16042 | 37.5707 | -76.4785 | Solar | 15 | Harmony Village | TX #4 | 04 358 | 6/2/2016 | In Service | A | In Service | 9/6/2017
VA16043 | 38.1716 | -76.977 | Cancelled | 20 | Oak Grove | TX #2 | 03 New | 6/8/2016 | Cancelled | C | Cancelled
VA16044 | 38.1718 | -76.9914 | Cancelled | 20 | Oak Grove | TX #1 | 03 Express Feed | 6/8/2016 | Cancelled | C | Cancelled
VA16045 |  |  | Diesel | 2.5 | Cloverhill | TX #1 | 45 339 & 341 | 6/17/2016 | In Service | A | In Service | 3/9/2017
VA16049 | 37.7511 | -77.3403 | Cancelled | 20 | Pearsons | TX #1 | 06 471 | 6/27/2016 | Cancelled | C | Cancelled
VA16050 | 38.2568 | -77.3011 | Cancelled | 15 | Arnolds Corner | TX #1 | 42 340 | 6/29/2016 | Cancelled | C | Cancelled
VA16052 |  |  | Diesel | 2.25 | Waxpool | TX #3 | 48 353 | 7/7/2016 | In Service | A | In Service | 3/9/2017
VA16057 |  |  | Cancelled | 20 | Fentress | TX #2 | 23 499 | 7/7/2016 | Cancelled | C | Cancelled
VA16062 | 37.4312 | -77.0086 | Cancelled | 10 | Providence Forge | TX #1 | 06 461 | 7/21/2016 | Cancelled | C | Cancelled
VA16065 | 36.7842 | -78.4661 | Cancelled | 14 | Chase City | TX #1 | 64 920 | 7/27/2016 | Cancelled | C | Cancelled
VA16066 | 37.5117 | -76.4731 | Cancelled | 20 | Dunnsville | TX #1 | 03 350 | 7/28/2016 | Cancelled | C | Cancelled
VA16067 | 37.4312 | -77.0086 | Cancelled | 14 | Providence Forge | TX #1 | 06 461 | 8/2/2016 | Cancelled | C | Cancelled
VA16068 | 37.1778 | -77.3376 | Solar | 19.8 | Poe | TX #4 | 02 355 | 8/2/2016 | In Service | A | In Service | 3/28/2018
VA16072 |  |  | Cancelled | 20 | Fentress | TX #2 | 23 NEW | 8/19/2016 | Cancelled | C | Cancelled
VA16076 | 37.5225 | -77.9404 | Cancelled | 2 | Powhatan | TX #1 | 05 405 | 9/1/2016 | Cancelled | C | Cancelled
VA16078 | 36.6168 | -78.6042 | Cancelled | 9 | Clarksville | TX #1 | 65 937 | 9/9/2016 | Cancelled | C | Cancelled
VA16079 | 37.3583 | -78.8774 | Cancelled | 15 | South Creek | TX #1 | 63 311 | 9/12/2016 | Cancelled | C | Cancelled
VA16081 | 37.97 | -78.3841 | Solar | 12.46 | Mount Eagle | TX #1 | 81 349 | 9/22/2016 | In Service | A | In Service | 5/5/2020
VA16082 | 36.6727 | -78.8964 | Cancelled | 10 | Welco | TX #1 | 65 497 | 9/28/2016 | Cancelled | C | Cancelled
VA16083 | 37.1522 | -78.0947 | Cancelled | 10 | Crewe | TX #1 | 63 601 | 9/28/2016 | Cancelled | C | Cancelled
VA16084 |  |  | Cancelled | 5 | Cartersville | TX #1 | 87 300 | 9/29/2016 | Cancelled | C | Cancelled
VA16087 |  |  | Cancelled | 13.328 | Fentress | TX #2 | 23 NEW | 10/12/2016 | Cancelled | C | Cancelled
VA16091 | 37.5002 | -78.3807 | Solar | 20 | Buckingham | TX #1 | 63 425 | 10/26/2016 | In Service | A | In Service | 12/17/2018
VA16092 | 36.8945 | -76.7159 | Cancelled | 20 | Smithfield | TX #1 | 26 NEW | 10/26/2016 | Cancelled | C | Cancelled
VA16093 | 37.8155 | -76.797 | Cancelled | 20 | Dunnsville | TX #2 | 03 New | 10/26/2016 | Cancelled | C | Cancelled
VA16094 | 37.6779 | -77.1982 | Cancelled | 19.984 | Old Church | TX #2 | 06 New | 10/26/2016 | Cancelled | C | Cancelled
VA16100 | 37.6719 | -77.1703 | Cancelled | 5 | Old Church | TX #2 | 06 431 | 10/27/2016 | Cancelled | C | Cancelled
VA16101 |  |  | Diesel | 2 | Mine Road | TX #1 | 42 767 | 11/3/2016 | In Service | A | In Service | 3/22/2017
VA16103 | 37.5117 | -76.4731 | Cancelled | 15 | Dunnsville | TX #1 | 03 350 | 11/4/2016 | Cancelled | C | Cancelled
VA16104 | 38.1716 | -76.977 | Cancelled | 15 | Dunnsville | TX #1 | 03 Express Feed | 11/8/2016 | Cancelled | C | Cancelled
VA16105 | 36.8188 | -78.7194 | Cancelled | 13.2 | Mount Laurel | TX #1 | 65 941 | 11/10/2016 | Cancelled | C | Cancelled
VA16106 | 36.625 | -76.1919 | Solar | 20 | Hickory | TX #1 | 23 356 | 11/10/2016 | In Service | A | In Service | 10/23/2018
VA16110 | 36.625 | -76.1919 | Cancelled | 12 | Hickory | TX #1 | 23 325 | 11/14/2016 | Cancelled | C | Cancelled
VA16111 |  |  | Diesel | 2 | Charlottesville | TX #3 | 81 313 | 11/14/2016 | In Service | A | In Service | 3/23/2017
VA16112 | 36.625 | -76.1919 | Solar | 12 | Hickory | TX #1 | 23 325 | 11/14/2016 | In Service | A | In Service | 10/23/2018
VA16116 | 37.655 | -76.3883 | Cancelled | 11 | Ocran | TX #1 | 03 624 | 11/11/2016 | Cancelled | C | Cancelled
VA16118 | 37.3319 | -78.3858 | Cancelled | 7 | Farmville | TX #1 | 63 701 | 12/6/2016 | Cancelled | C | Cancelled
VA16120 | 38.7017 | -77.2078 | Cancelled | 2 | Occoquan | TX #1 | 43 313 | 12/14/2016 | Cancelled | C | Cancelled
VA16121 | 38.6722 | -77.5925 | Solar | 20 | Nokesville | TX #1 | 47 391 | 12/20/2016 | In Service | A | In Service | 10/4/2019
VA16122 | 38.7353 | -78.6605 | Solar | 15.65 | Mount Jackson | TX #1 | 84 385 | 12/20/2016 | In Service | A | In Service | 12/3/2018
VA16123 | 38.7273 | -78.6673 | Cancelled | 18.9 | Mount Jackson | TX #NEW | 84 NEW | 12/20/2016 | Cancelled | C | Cancelled
VA16124 | 38.7273 | -78.6673 | Cancelled | 16.2 | Mount Jackson | TX #NEW | 84 NEW | 12/20/2016 | Cancelled | C | Cancelled
VA16125 | 37.3294 | -78.7659 | Solar | 15.7 | Pamplin | TX #3 | 63 301 | 12/22/2016 | In Service | A | In Service | 3/29/2018
VA17001 |  |  | Cancelled | 15 | Chuckatuck | TX #6 | 26 350 | 1/17/2017 | Cancelled | C | Cancelled
VA17002 | 36.9387 | -76.3196 | Diesel | 24.39 | Navy Sub South and North, | TX #PVT | 21 (Norfolk) | 1/17/2017 | Project A | A | Active
VA17003 | 38.7306 | -77.5099 | Cancelled | 67.8 | Winters Branch | TBD | 45 ??? | 1/18/2017 | Cancelled | C | Cancelled
VA17004 | 36.7131 | -78.0239 | Cancelled | 8.4 | Brodnax | TX #1 | 64 817 | 1/30/2017 | Cancelled | C | Cancelled
VA17005 | 37.6902 | -76.6841 | Cancelled | 20 | Harmony Village | TX #4 | 04 308 | 1/31/2017 | Cancelled | C | Cancelled | 12/17/2018
VA17007 | 37.6834 | -76.6917 | Cancelled | 17.5 | Harmony Village | TX #4 | 04 308 | 2/20/2017 | Cancelled | C | Cancelled
VA17008 | 36.3958 | -79.195 | Cancelled | 20 | Grassfield | TX #1 | 23 424 | 2/28/2017 | Cancelled | C | Cancelled
VA17012 | 37.589 | -76.4732 | Cancelled | 5 | Harmony Village | TX #4 | 04 308 | 3/6/2017 | Cancelled | C | Cancelled
VA17013 | 38.4842 | -77.9075 | Cancelled | 20 | Culpeper | TX #1 | 87 377 | 3/14/2017 | Cancelled | C | Cancelled
VA17014 | 38.4668 | -77.9016 | Cancelled | 20 | Culpeper | TX #2 | 87 378 | 3/14/2017 | Cancelled | C | Cancelled
VA17015 | 37.6902 | -76.6841 | Cancelled | 15 | Harmony Village | TX #4 | 04 308 | 3/14/2017 | Cancelled | C | Cancelled
VA17017 | 37.498 | -77.4668 | Diesel | 4 | Veterans | TX #1 | 05 PVT | 3/16/2017 | In Service | A | In Service | 5/3/2018
VA17018 | 37.8151 | -76.7973 | Cancelled | 16 | Dunnsville | TX #1 | 03 350 | 3/17/2017 | Cancelled | C | Cancelled
VA17019 | 37.0136 | -79.0042 | Cancelled | 20 | Perth | TX #1 | 66 404 | 3/23/2017 | Cancelled | C | Cancelled
VA17021 |  |  | Cancelled | 20 | Fentress | TX #2 | 23 NEW | 3/23/2017 | Cancelled | C | Cancelled
VA17022 |  |  | Cancelled | 20 | Hickory | TX #1 | 23 356 | 3/23/2017 | Cancelled | C | Cancelled
VA17023 |  |  | Cancelled | 15 | Kings Fork | TX #2 | 26 473 | 3/23/2017 | Cancelled | C | Cancelled
VA17027 | 37.0136 | -79.0042 | Cancelled | 15 | Perth | TX #1 | 66 404 | 4/10/2017 | Cancelled | C | Cancelled
VA17028 | 38.2391 | -77.0041 | Cancelled | 20 | Oak Grove | TX #2 | 42 334 | 4/10/2017 | Cancelled | C | Cancelled
VA17029 | 37.5562 | -76.379 | Cancelled | 20 | Harmony Village | TX #4 | 04 434 | 4/12/2017 | Cancelled | C | Cancelled
VA17030 | 37.2391 | -78.6749 | Cancelled | 15 | Pamplin | TX #1 | 63 306 | 4/20/2017 | Cancelled | C | Cancelled
VA17031 | 37.4271 | -77.3557 | Cancelled | 20 | Turner | TX #1 | 06 New | 4/21/2017 | Cancelled | C | Cancelled
VA17034 |  |  | Cancelled | 15 | Mount Laurel | TX #1 | 65 941 | 5/2/2017 | Cancelled | C | Cancelled
VA17039 | 37.4271 | -77.3557 | Cancelled | 10.8 | Turner | TX #2 | 6 316 | 5/17/2017 | Cancelled | C | Cancelled
VA17047 |  |  | Cancelled | 20 | Mount Laurel | TX #1 | 65 941 | 7/5/2017 | Cancelled | C | Cancelled
VA17062 | 37.0165 | -78.5812 | Cancelled | 2 | Twitty's Creek | TX #1 | 65 326 | 8/7/2017 | Cancelled | C | Cancelled
VA17063 | 37.8267 | -76.8019 | Cancelled | 2 | Dunnsville | TX #1 | 03 350 | 8/7/2017 | Cancelled | C | Cancelled
VA17064 | 37.1414 | -79.0424 | Cancelled | 2 | Perth | TX #2 | 66 408 | 8/7/2017 | Cancelled | C | Cancelled
VA17065 | 37.5562 | -76.379 | Cancelled | 2 | Harmony Village | TX #4 | 04 434 | 8/7/2017 | Cancelled | C | Cancelled
VA17067 |  |  | Solar | 0 | Louisa | TX #1 | 81 375 | 8/17/2017 | In Service | A | In Service | 11/1/2017
VA17068 | 36.585 | -78.8172 | Cancelled | 9.6 | Kenbridge | TX #1 | 64 650 | 8/21/2017 | Cancelled | C | Cancelled
VA17071 | 37.5381 | -77.44 | Diesel | 5 | Twelfth Street | TX #1 & TX #2 | 01 393 & 394 Network Loop | 8/28/2017 | In Service | A | In Service | 10/8/2019
VA17077 | 36.6952 | -76.5612 | Solar | 15 | Suffolk | TX #6 | 26 350 | 9/12/2017 | In Service | A | In Service | 4/24/2020
VA17080 | 37.1429 | -77.3724 | Cancelled | 20 | Poe | TX #3 | 02 New | 9/20/2017 | Cancelled | C | Cancelled
VA17081 | 36.585 | -78.8172 | Cancelled | 2 | Kenbridge | TX #1 | 64 650 | 9/25/2017 | Cancelled | C | Cancelled
VA17082 | 37.0165 | -78.5812 | Cancelled | 2 | Twitty's Creek | TX #1 | 65 326 | 9/25/2017 | Cancelled | C | Cancelled
VA17083 |  |  | Cancelled | 15 | Kings Fork | TX #2 | 26 475 | 9/26/2017 | Cancelled | C | Cancelled
VA17085 | 37.0132 | -79.0048 | Cancelled | 2 | Perth | TX #1 or TX #2 | 66 404 | 10/2/2017 | Cancelled | C | Cancelled
VA17087 | 37.3297 | -77.7149 | Solar | 20 | Winterpock | TX #3 | 05 415 | 10/16/2017 | In Construction | A | Active | 9/24/2019
VA17088 | 38.1339 | -78.1979 | Cancelled | 2 | Somerset | TX #1 | 87 303 | 10/12/2017 | Cancelled | C | Cancelled
VA17090 |  |  | Diesel | 2.75 | Brambleton | TX #4 | 43 618 | 10/17/2017 | In Service | A | In Service | 10/9/2018
VA17091 | 37.3585 | -77.0011 | Cancelled | 20 | Providence Forge | TX #1 | 06 460 | 10/19/2017 | Cancelled | C | Cancelled
VA17092 | 37.5788 | -76.8483 | Cancelled | 16 | West Point | TX #2 | 04 333 | 10/19/2017 | Cancelled | C | Cancelled
VA17093 | 37.8138 | -78.2368 | Cancelled | 0.85 |  |  |  | 10/20/2017 | Cancelled | C | Cancelled
VA17095 | 38.0206 | -77.957 | Solar | 11.5 | Louisa | TX #1 | 81 375 | 10/26/2017 | In Service | A | In Service | 9/1/2021
VA17096 | 37.1487 | -78.095 | Cancelled | 1.5 | Crewe | TX #1 | 63 601 | 10/26/2017 | Cancelled | C | Cancelled
VA17097 | 37.6575 | -76.3829 | Solar | 1.5 | Ocran | TX #1 | 03 624 | 10/26/2017 | In Service | A | In Service | 5/16/2019
VA17098 | 37.3343 | -78.3871 | Cancelled | 1.5 | Farmville | TX #1 | 63 701 | 10/26/2017 | Cancelled | C | Cancelled
VA17099 | 36.6164 | -78.6038 | Cancelled | 1.5 | Clarksville | TX #1 | 65 937 | 10/26/2017 | Cancelled | C | Cancelled
VA17100 | 37.1487 | -78.095 | Cancelled | 1.5 | Crewe | TX #1 | 63 601 | 10/26/2017 | Cancelled | C | Cancelled
VA17101 | 37.0165 | -78.5812 | Cancelled | 1.62 | Twitty's Creek | TX #1 | 65 326 | 10/31/2017 | Cancelled | C | Cancelled
VA17102 | 38.1339 | -78.1979 | Cancelled | 1.62 | Somerset | TX #1 | 87 303 | 10/31/2017 | Cancelled | C | Cancelled
VA17103 | 36.585 | -78.8172 | Cancelled | 1.62 | Kenbridge | TX #1 | 64 650 | 10/31/2017 | Cancelled | C | Cancelled
VA17104 | 37.0132 | -79.0048 | Cancelled | 1.62 | Perth | TX #1 or TX #2 | 66 404 | 10/31/2017 | Cancelled | C | Cancelled
VA17106 | 37.5761 | -77.9271 | Solar | 18 | Powhatan | TX #1 | 05 407 | 11/1/2017 | In Service | A | In Service | 11/18/2020
VA17107 | 37.5761 | -77.9271 | Cancelled | 15 | Powhatan | TX #2 | 05 NEW | 11/1/2017 | Cancelled | C | Cancelled | 11/18/2020
VA17108 | 37.5509 | -77.3641 | Cancelled | 1.8 | Northeast | TX #8 | 03 675 | 11/20/2017 | Cancelled | C | Cancelled
VA17109 | 38.6163 | -78.6812 | Solar | 15.68 | Endless Caverns | TX #2 | 84 326 | 11/27/2017 | In Service | A | In Service | 6/24/2021
VA17110 | 37.9191 | -76.5926 | Cancelled | 14.13 |  | TX #1 | Poolesville TX#1 | 11/29/2017 | Cancelled | C | Cancelled
VA17111 | 38.008 | -76.6067 | Solar | 14 | Northern Neck | TX #5 | 03 305 | 11/29/2017 | In Service | A | In Service | 4/23/2019
VA17113 |  |  | Cancelled | 15 |  | TX #9 | New Circuit 1 | 12/4/2017 | Cancelled | C | Cancelled
VA18001 | 38.0251 | -79.0266 | Cancelled | 20 | Stuarts Draft | TX #3 | 82 New | 1/8/2018 | Cancelled | C | Cancelled
VA18004 | 37.2724 | -76.6227 | Solar | 20 | Penniman | TX #1 | 28 446 | 1/17/2018 | In Construction | A | Active | 1/28/2022
VA18005 |  |  | Cancelled | 2 | Van Dorn | TX #2 | 46 739 | 2/7/2018 | Cancelled | C | Cancelled
VA18006 | 37.5341 | -77.7435 | Cancelled | 20 | Midlothian 34.5 | TX #5 | 05 323 | 2/9/2018 | Cancelled | C | Cancelled
VA18007 | 37.5341 | -77.7435 | Cancelled | 10.8 | Midlothian 34.5 | TX #5 | 05 323 | 2/9/2018 | Cancelled | C | Cancelled
VA18012 |  |  | Cancelled | 1.78 | Correctional | TX #1 | 28 428 | 2/23/2018 | Cancelled | C | Cancelled
VA18013 | 38.2544 | -77.3969 | Cancelled | 1.78 | Fredericksburg | TX #4 | 42 312 | 2/23/2018 | Cancelled | C | Cancelled
VA18014 | 38.2544 | -77.3969 | Cancelled | 1.78 | Fredericksburg | TX #4 | 42 312 | 2/23/2018 | Cancelled | C | Cancelled
VA18015 |  |  | Diesel | 0 | Occoquan | TX #1 | 43 313 | 2/28/2018 | In Service | A | In Service | 1/11/2019
VA18018 | 38.6163 | -78.6812 | Solar | 15.68 | Endless Caverns | TX #2 | 84 326 | 3/5/2018 | In Service | A | In Service | 6/23/2021
VA18020 | 36.8493 | -79.3811 | Cancelled | 1.5 | Chatham | TX #1 | 66 516 | 3/9/2018 | Cancelled | C | Cancelled
VA18021 | 37.471 | -77.4105 | Cancelled | 20 | Turner | TX #2 | 06 316 | 3/15/2018 | Cancelled | C | Cancelled
VA18031 |  |  | Cancelled | 20 | Newport News 2 | TX #3 | 25 XXX Newport News 2 | 4/20/2018 | Cancelled | C | Cancelled
VA18034 | 36.3958 | -79.195 | Solar | 20 | Grassfield | TX #1 | 23 424 | 5/7/2018 | In Service | A | In Service | 8/4/2020
VA18035 | 37.635 | -77.2499 | Solar | 4.98 | Old Church | TX #2 | 06 473 | 5/8/2018 | In Service | A | In Service | 9/13/2021
VA18036 |  |  | Cancelled | 27.7 | Peninsula | TX #5 | 22 417/418 | 5/15/2018 | Cancelled | C | Cancelled
VA18037 | 37.2663 | -77.4815 | Cancelled | 19.998 | Locks | TX #4 | 02 465 | 5/16/2018 | Cancelled | C | Cancelled | 1/14/2020
VA18038 | 36.8181 | -76.7831 | Cancelled | 20 | Myrtle | TX #1 | 26 406 | 5/17/2018 | Cancelled | C | Cancelled
VA18047 | 36.8945 | -76.7159 | Solar | 20 | Smithfield | TX #1 | 26 448 | 6/14/2018 | In Service | A | In Service | 2/21/2020
VA18048 | 37.7442 | -79.3669 | Hydro | 0.45 | Buena Vista | TX #1 | 85 702 | 6/15/2018 | In Service | A | In Service | 8/28/2018
VA18050 | 38.239 | -77.004 | Cancelled | 10.7 | Oak Grove | TX #2 | 42 334 | 6/22/2018 | Cancelled | C | Cancelled
VA18052 | 36.8885 | -76.6111 | Solar | 0 | Smithfield | TX #2 | 26 345 | 7/9/2018 | In Service | A | In Service | 9/26/2018
VA18053 |  |  | Solar | 0 | Louisa | TX #1 | 81 375 | 7/9/2018 | In Service | A | In Service | 9/26/2018
VA18054 |  |  | Solar | 0 | Pendleton | TX #1 | 25 364 | 7/9/2018 | In Service | A | In Service | 9/26/2018
VA18055 | 37.5408 | -77.9478 | Solar | 0 | Powhatan | TX #1 | 05 405 | 7/9/2018 | In Service | A | In Service | 11/8/2018
VA18058 | 37.4672 | -76.8427 | Solar | 0 | Correctional | TX #1 | 28 429 | 7/9/2018 | In Service | A | In Service | 9/26/2018
VA18059 | 36.9458 | -77.4173 | Solar | 0 | Sapony | TX #2 | 02 332 | 7/9/2018 | In Service | A | In Service | 9/26/2018
VA18060 | 37.5408 | -77.9478 | Solar | 0 | Powhatan | TX #1 | 05 406 | 7/9/2018 | In Service | A | In Service | 11/8/2018
VA18061 | 37.4989 | -78.3731 | Solar | 0 | Buckingham | TX #3 | 63 309 | 7/9/2018 | In Service | A | In Service | 11/15/2018
VA18062 | 37.5423 | -77.0133 | Cancelled | 20 | Correctional | TX #1 | 28 428 | 7/12/2018 | Cancelled | C | Cancelled
VA18065 | 36.7142 | -77.0529 | Cancelled | 1.99 | Watkins Corner | TX #2 | 26 409 | 7/20/2018 | Cancelled | C | Cancelled
VA18066 | 36.7142 | -77.0529 | Cancelled | 1.99 | Watkins Corner | TX #2 | 26 409 | 7/20/2018 | Cancelled | C | Cancelled
VA18069 | 37.6779 | -77.1982 | Cancelled | 20 | Old Church | TX #2 | 06 New | 7/30/2018 | Cancelled | C | Cancelled
VA18070 | 36.9496 | -76.6585 | Cancelled | 14.25 | Smithfield | TX #2 | 26 345 | 8/14/2018 | Cancelled | C | Cancelled
VA18071 | 36.7142 | -77.0529 | Cancelled | 5 | Watkins Corner | TX #2 | 26 409 | 8/21/2018 | Cancelled | C | Cancelled | 4/26/2019
VA18076 |  |  | Cancelled | 12.5 | Kinderton | TX #1 | 65 961 | 8/29/2018 | Cancelled | C | Cancelled
VA18079 | 37.3016 | -78.0889 | Cancelled | 20 | Jetersville | TX #1 | 63 308 | 9/5/2018 | Cancelled | C | Cancelled
VA18080 | 38.2463 | -76.9879 | Cancelled | 10.7 | Oak Grove | TX #2 | 42 386 | 9/13/2018 | Cancelled | C | Cancelled
VA18081 | 37.3604 | -76.7652 | Solar | 19.9 | Lightfoot | TX #2 | 28 438 | 9/14/2018 | In Service | A | In Service | 6/5/2020
VA18082 | 37.3604 | -76.7652 | Cancelled | 5 | Lightfoot | TX #2 | 28 438 | 9/14/2018 | Cancelled | C | Cancelled
VA18085 | 37.436 | -76.8354 | Cancelled | 20 | Toano | TX #2 | 28 426 | 10/1/2018 | Cancelled | C | Cancelled
VA18087 | 37.3124 | -77.4737 | Solar | 20 | Harrowgate | TX #3 | 02 370 | 10/8/2018 | In Construction | A | Active | 7/10/2023
VA18089 | 36.6806 | -76.9737 | Cancelled | 5 | Watkins Corner | TX #2 | 26 411 | 10/12/2018 | Cancelled | C | Cancelled
VA18094 | 36.827 | -77.5186 | Solar | 14.94 | Fields | TX #1 | 02 416 | 10/24/2018 | In Construction | A | Active
VA18095 | 37.1497 | -77.3751 | Cancelled | 20 | Poe | TX #4 | 02 354 | 10/24/2018 | Cancelled | C | Cancelled
VA18098 | 37.3357 | -77.4616 | Cancelled | 11.54 | Harrowgate | TX #3 | 02 New#1 | 11/1/2018 | Cancelled | C | Cancelled
VA18099 | 37.3357 | -77.4616 | Cancelled | 15.6 | Harrowgate | NEW TX # | 02 NEW #2 | 11/1/2018 | Cancelled | C | Cancelled
VA18100 | 37.3357 | -77.4616 | Cancelled | 20 | Locks | TX #3 | 02 333 | 11/1/2018 | Cancelled | C | Cancelled
VA18101 | 37.3122 | -77.4616 | Cancelled | 15 | Harrowgate | TX #3 | 02 370 | 11/1/2018 | Cancelled | C | Cancelled
VA18102 | 37.3284 | -77.4599 | Solar | 20 | Tyler | TX #2 | 02 395 | 11/1/2018 | In Construction | A | Active | 12/6/2023
VA18103 | 37.3122 | -77.4616 | Cancelled | 15 | Harrowgate | TX #3 | 02 370 | 11/1/2018 | Cancelled | C | Cancelled
VA18104 | 37.3359 | -77.4616 | Cancelled | 15.6 | Harrowgate | TX #3 | 02 370 | 11/1/2018 | Cancelled | C | Cancelled
VA18105 | 37.3359 | -77.4616 | Cancelled | 20 | Tyler | TX #1 | 02 New | 11/1/2018 | Cancelled | C | Cancelled
VA18106 | 37.3359 | -77.4685 | Cancelled | 7.5 | Harrowgate | TX #2 | 02 836 | 11/1/2018 | Cancelled | C | Cancelled
VA18107 | 37.3359 | -77.4685 | Cancelled | 20 | Iron Bridge | TX #1 | 02 303 | 11/1/2018 | Cancelled | C | Cancelled
VA18108 | 37.3359 | -77.4685 | Cancelled | 11.5 | Iron Bridge | TX #1 | 02 304 | 11/1/2018 | Cancelled | C | Cancelled
VA18111 | 37.7389 | -77.4685 | Cancelled | 20 | Mountain Road | TX #2 | 01 480 | 11/5/2018 | Cancelled | C | Cancelled
VA18112 | 37.7389 | -77.4685 | Cancelled | 11.5 | Mountain Road | TX #2 | 01 xxx | 11/5/2018 | Cancelled | C | Cancelled
VA18114 |  |  | Nat. Gas | 21.75 | Gosport Industrial | TX #1 | Gosport Industrial | 11/9/2018 | In Service | A | In Service | 9/1/2021
VA18116 | 37.5537 | -76.4461 | Cancelled | 5 | Harmony Village | TX #4 | 04 304 | 11/13/2018 | Cancelled | C | Cancelled
VA18120 | 36.827 | -77.5186 | Solar | 20 | Fields | TX #2 NEW | 02 NEW | 11/20/2018 | In Construction | A | Active | 3/11/2024
VA18121 | 36.827 | -77.5186 | Solar | 13.5 | Fields | TX #2 NEW | 02 4ZZ NEW | 11/20/2018 | In Construction | A | Active | 10/31/2024
VA18124 |  |  | Cancelled | 20 | Suffolk | TX #9 | 26 New | 12/6/2018 | Cancelled | C | Cancelled
VA18125 |  |  | Cancelled | 15 | Suffolk | TX #6 | 26 New | 12/6/2018 | Cancelled | C | Cancelled
VA18127 |  |  | Cancelled | 20 | Chuckatuck | TX #6 | 26 350 | 12/7/2018 | Cancelled | C | Cancelled
VA18128 |  |  | Cancelled | 15 | Kings Fork | TX #2 | 26 475 | 12/11/2018 | Cancelled | C | Cancelled
VA18129 | 37.4495 | -77.7766 | Cancelled | 20 | Midlothian 34.5 | TX #1 | 05 440 | 12/14/2018 | Cancelled | C | Cancelled
VA18130 | 37.4511 | -78.3158 | Cancelled | 12 | Farmville | TX #1 | 63 701 | 12/14/2018 | Cancelled | C | Cancelled
VA18134 | 36.6152 | -78.6058 | Cancelled | 9 | Clarksville | TX #1 | 65 937 | 12/21/2018 | Cancelled | C | Cancelled
VA18135 | 37.3716 | -77.761 | Cancelled | 20 | Winterpock | TX #1 | 05 339 | 12/21/2018 | Cancelled | C | Cancelled
VA18136 | 37.3716 | -77.761 | Cancelled | 15 | Winterpock | TX #1 | 05 339 | 12/21/2018 | Cancelled | C | Cancelled
VA18137 | 37.3716 | -77.761 | Cancelled | 20 | Winterpock | TX #2 | 05 435 | 12/21/2018 | Cancelled | C | Cancelled
VA18138 | 37.3716 | -77.761 | Cancelled | 15 | Winterpock | TX #2 | 05 xxx | 12/21/2018 | Cancelled | C | Cancelled
VA18139 | 36.7283 | -77.8478 | Cancelled | 5 | Lawrenceville | TX #1 | 64 819 | 12/21/2018 | Cancelled | C | Cancelled
VA18140 | 37.5056 | -76.6819 | Cancelled | 5 | Shackleford | TX #1 | 04 303 | 12/21/2018 | Cancelled | C | Cancelled
VA18141 | 37.0878 | -76.7169 | Cancelled | 20 | Poolesville | TX #1 | 26 470 | 12/31/2018 | Cancelled | C | Cancelled
VA18142 | 37.0878 | -76.7169 | Cancelled | 20 | Poolesville | TX #1 | 26 470 | 12/31/2018 | Cancelled | C | Cancelled
VA18143 | 37.0878 | -76.7169 | Cancelled | 20 | Poolesville | TX #1 | 26 470 | 12/31/2018 | Cancelled | C | Cancelled
VA19002 | 37.4882 | -78.3348 | Cancelled | 5 | Buckingham | TX #2 | 63 711 | 1/4/2019 | Cancelled | C | Cancelled
VA19003 | 37.7185 | -78.2511 | Cancelled | 15.975 | Bremo | TX #5 | 63 NEW | 1/7/2019 | Cancelled | C | Cancelled | 12/21/2021
VA19004 | 37.2762 | -78.3195 | Cancelled | 12 | Farmville | TX #1 | 63 701 | 1/9/2019 | Cancelled | C | Cancelled
VA19005 | 37.4511 | -78.3158 | Cancelled | 2 | Buckingham | TX #2 | 63 711 | 1/9/2019 | Cancelled | C | Cancelled
VA19006 | 36.7475 | -77.8719 | Cancelled | 5 | Lawrenceville | TX #1 | 64 819 | 1/11/2019 | Cancelled | C | Cancelled
VA19008 | 36.6152 | -78.6058 | Cancelled | 5 | Clarksville | TX #1 | 65 937 | 1/22/2019 | Cancelled | C | Cancelled
VA19009 | 36.6778 | -76.9796 | Cancelled | 10 | Watkins Corner | TX #1 | 26 411 | 1/23/2019 | Cancelled | C | Cancelled
VA19010 | 37.6078 | -76.6108 | Cancelled | 1.625 | Shackleford | TX #1 | 04 303 | 1/24/2019 | Cancelled | C | Cancelled
VA19011 | 36.7555 | -79.0291 | Cancelled | 5 | Sinai | TX #1 | 65 911 | 1/28/2019 | Cancelled | C | Cancelled
VA19016 | 36.5782 | -77.2166 | Cancelled | 5 | Boykins | TX #1 | 67 300 | 2/1/2019 | Cancelled | C | Cancelled
VA19017 | 37.5537 | -76.4461 | Cancelled | 6 | Harmony Village | TX #4 | 04 304 | 2/4/2019 | Cancelled | C | Cancelled
VA19019 | 36.6881 | -78.8933 | Solar | 20 | Welco | TX #1 | 65 497 | 2/5/2019 | In Service | A | In Service | 7/1/2020
VA19020 |  |  | Solar | 0 | Remington | TX #2 | 45 396 | 2/8/2019 | In Service | A | In Service | 7/11/2019
VA19023 | 37.2266 | -77.238 | Solar | 18.36 | Hopewell | TX #7 | 02 313 | 2/12/2019 | In Service | A | In Service | 7/9/2021
VA19028 | 36.5996 | -76.5714 | Cancelled | 5 | Harmony Village | TX #4 | 04 308 | 3/7/2019 | Cancelled | C | Cancelled
VA19030 |  |  | Diesel | 0.625 | Thrasher | TX #1 | 26 ### | 3/15/2019 | In Service | A | In Service | 7/31/2019
VA19032 |  |  | Cancelled | 5 |  | TX #9 | New Circuit 1 | 3/18/2019 | Cancelled | C | Cancelled
VA19033 |  |  | Cancelled | 20 | Suffolk | TX #6 | 26 New | 3/18/2019 | Cancelled | C | Cancelled
VA19035 | 36.9651 | -76.4142 | Diesel | 3 | Newport News 2 | TX #3 | 67 310 | 3/20/2019 | In Service | A | In Service | 7/26/2019
VA19041 | 36.6832 | -77.0133 | Cancelled | 14 | Watkins Corner | TX #2 | 26 409 | 4/2/2019 | Cancelled | C | Cancelled | 1/15/2021
VA19042 |  |  | Battery | 0.26 | Herndon Park | TX #2 | 44 638 | 4/3/2019 | In Service | A | In Service | 10/30/2019
VA19043 |  |  | Diesel | 0 | Kings Mill | TX #2 | 28 413 | 4/8/2019 | In Service | A | In Service | 7/26/2019
VA19048 | 37.8297 | -76.8732 | Cancelled | 5 | Dunnsville feeds (REC) Howerton Sub | TX #2 | 03 413 | 4/16/2019 | Cancelled | C | Cancelled
VA19049 | 38.5141 | -78.0597 | Cancelled | 20 | Culpeper | TX #2 | 87 362 | 4/22/2019 | Cancelled | C | Cancelled
VA19050 | 38.9806 | -77.444 | Cancelled | 3 | Greenway | TX #1 | 48 635 | 4/23/2019 | Cancelled | C | Cancelled
VA19051 | 36.8181 | -76.7831 | Cancelled | 13.6 | Myrtle | TX #1 | 26 406 | 4/23/2019 | Cancelled | C | Cancelled
VA19054 | 37.1814 | -77.5382 | Cancelled | 20 | Locks | TX #3 | 02 333 | 5/1/2019 | Cancelled | C | Cancelled
VA19056 | 36.9449 | -77.4613 | Cancelled | 1.62 | Sapony | TX #2 | 02 332 | 5/9/2019 | Cancelled | C | Cancelled | 8/10/2020
VA19059 | 36.9447 | -77.4762 | Battery | 15.7 | Sapony | TX #1 | 02 NEW | 5/13/2019 | In Construction | A | Active | 12/11/2023
VA19065 | 37.4814 | -76.8424 | Cancelled | 1.62 | Correctional | TX #1 | 28 429 | 5/29/2019 | Cancelled | C | Cancelled | 5/22/2020
VA19066 | 37.5408 | -77.9478 | Battery | 12 | Powhatan | TX #1 | 05 405 | 5/29/2019 | In Service | A | In Service
VA19067 | 37.4839 | -77.0626 | Solar | 20 | Providence Forge | TX #1 | 06 NEW | 6/5/2019 | In Construction | A | Active | 7/20/2022
VA19071 | 38.5141 | -78.0597 | Cancelled | 12 | Culpeper | TX #2 | 87 362 | 6/20/2019 | Cancelled | C | Cancelled
VA19078 | 37.5712 | -78.3492 | Solar | 1.62 | Buckingham | TX #1 | 63 427 | 7/15/2019 | In Service | A | In Service | 11/30/2021
VA19079 | 38.951 | -77.3592 | Battery | 0.21 | Reston | TX #2 | 44 477 | 7/15/2019 | In Service | A | In Service | 1/28/2020
VA19081 |  |  | Cancelled | 2 | Jefferson St | TX #4 | 46 737 | 7/17/2019 | Cancelled | C | Cancelled
VA19084 | 38.2294 | -77.2125 | Cancelled | 1.625 | Arnolds Corner | TX #1 | 42 342 | 7/19/2019 | Cancelled | C | Cancelled
VA19085 | 38.2294 | -77.2125 | Cancelled | 1.625 | Arnolds Corner | TX #1 | 42 342 | 7/19/2019 | Cancelled | C | Cancelled
VA19089 | 38.1887 | -78.9898 | Solar | 18 | Oak Grove | TX #2 | 42 NEW | 8/5/2019 | In Construction | A | Active | 8/12/2022
VA19091 | 37.0348 | -76.6638 | Cancelled | 13 | Poolesville | TX #1 | 26 469 | 8/12/2019 | Cancelled | C | Cancelled
VA19092 | 38.1147 | -78.1968 | Solar | 15.6 | Gordonsville | TX #2 | 81 399 | 8/12/2019 | In Construction | A | Active | 4/14/2022
VA19094 | 38.1741 | -78.1236 | Cancelled | 14 | Orange | TX #1 | 81 390 | 8/13/2019 | Cancelled | C | Cancelled
VA19095 | 38.1776 | -78.1279 | Cancelled | 15.6 | Somerset | TX #1 | 81 304 | 8/13/2019 | Cancelled | C | Cancelled
VA19096 | 36.6164 | -78.6038 | Cancelled | 1.5 | Clarksville | TX #1 | 65 937 | 8/16/2019 | Cancelled | C | Cancelled
VA19097 | 37.6578 | -76.3861 | Cancelled | 1.5 | Ocran | TX #1 | 03 624 | 8/16/2019 | Cancelled | C | Cancelled
VA19099 | 37.2701 | -78.3109 | Cancelled | 2 | Farmville | TX #1 | 63 701 | 8/23/2019 | Cancelled | C | Cancelled
VA19100 | 37.4168 | -76.5099 | Cancelled | 1.62 | Wan | TX #2 | 04 331 | 8/22/2019 | Cancelled | C | Cancelled
VA19101 | 38.2701 | -78.8063 | Cancelled | 1.62 | Grottoes | TX #1 | 82 612 | 8/22/2019 | Cancelled | C | Cancelled
VA19102 | 37.6467 | -79.5187 | Cancelled | 1.625 | Glasgow | TX #2 | 85 883 | 8/26/2019 | Cancelled | C | Cancelled
VA19103 | 37.2725 | -78.313 | Cancelled | 1 | Farmville | TX #1 | 63 701 | 8/26/2019 | Cancelled | C | Cancelled
VA19104 | 37.5568 | -76.4449 | Solar | 1 | Harmony Village | TX #4 | 04 304 | 8/26/2019 | In Construction | A | Active | 11/21/2022
VA19105 | 37.5556 | -76.4457 | Solar | 1 | Harmony Village | TX #4 | 04 304 | 8/26/2019 | In Construction | A | Active | 11/21/2023
VA19106 | 37.5562 | -76.4436 | Solar | 1 | Harmony Village | TX #4 | 04 304 | 8/26/2019 | In Construction | A | Active | 8/19/2024
VA19107 | 37.5557 | -76.4413 | Cancelled | 1 | Harmony Village | TX #4 | 04 304 | 8/26/2019 | Cancelled | C | Cancelled
VA19108 | 38.8387 | -78.5491 | Cancelled | 1 | Edinburg | TX #2 | 84 348 | 8/29/2019 | Cancelled | C | Cancelled
VA19109 | 38.8387 | -78.5491 | Cancelled | 1 | Edinburg | TX #2 | 82 348 | 8/29/2019 | Cancelled | C | Cancelled
VA19110 | 38.8387 | -78.5491 | Cancelled | 1 | Edinburg | TX #2 | 84 348 | 8/29/2019 | Cancelled | C | Cancelled
VA19111 | 38.8387 | -78.5491 | Cancelled | 1 | Edinburg | TX #2 | 82 348 | 8/29/2019 | Cancelled | C | Cancelled
VA19112 | 38.4026 | -78.654 | Cancelled | 1 | Merck 5 | TX #3 | 82 330 | 8/29/2019 | Cancelled | C | Cancelled
VA19113 | 37.5712 | -78.3492 | Cancelled | 1 | Buckingham | TX #1 | 63 427 | 8/29/2019 | Cancelled | C | Cancelled
VA19114 | 37.4168 | -76.5099 | Cancelled | 1 | Wan | TX #2 | 04 331 | 8/29/2019 | Cancelled | C | Cancelled | 8/10/2021
VA19115 | 36.9449 | -77.4613 | Cancelled | 1 | Sapony | TX #2 | 02 332 | 8/29/2019 | Cancelled | C | Cancelled
VA19116 | 36.9449 | -77.4613 | Cancelled | 1 | Sapony | TX #2 | 02 332 | 8/29/2019 | Cancelled | C | Cancelled
VA19117 | 37.4814 | -76.8424 | Cancelled | 1 | Correctional | TX #1 | 28 429 | 8/29/2019 | Cancelled | C | Cancelled
VA19118 | 38.2772 | -78.7991 | Cancelled | 1 | Grottoes | TX #1 | 82 612 | 8/29/2019 | Cancelled | C | Cancelled
VA19119 | 37.1799 | -77.3254 | Cancelled | 1 | Poe | TX #4 | 02 355 | 8/29/2019 | Cancelled | C | Cancelled | 8/29/2022
VA19120 | 37.55 | -76.6942 | Cancelled | 1 | Shackleford | TX #1 | 04 302 | 8/29/2019 | Cancelled | C | Cancelled | 7/18/2022
VA19121 | 38.2701 | -78.8063 | Cancelled | 1 | Grottoes | TX #1 | 82 612 | 8/29/2019 | Cancelled | C | Cancelled
VA19122 | 38.2701 | -78.8063 | Cancelled | 1 | Grottoes | TX #1 | 82 612 | 8/29/2019 | Cancelled | C | Cancelled
VA19123 | 37.5645 | -76.3571 | Solar | 20 | Harmony Village | TX #4 | 04 434 | 9/6/2019 | Project A | A | Active |  | All Studies Completed
VA19127 | 36.8565 | -76.5589 | Cancelled | 4.999 | Crittenden | TX #1 | 26 456 | 10/11/2019 | Cancelled | C | Cancelled
VA19128 | 37.0089 | -78.9856 | Solar | 15.2 | Perth | TX #1 | 66 406 (NEW) | 10/11/2019 | In Construction | A | Active | 10/29/2021
VA19129 | 37.0629 | -79.0054 | Solar | 14.5 | Perth | TX #2 | 66 408 | 10/11/2019 | In Construction | A | Active | 8/12/2021
VA19130 | 36.6763 | -76.5858 | Solar | 20 | Suffolk | TX #6 | 26 351 | 10/11/2019 | In Service | A | In Service | 11/18/2021
VA19131 | 36.4127 | -76.3514 | Cancelled | 14 | Suffolk | TX #9 | 26 NEW | 10/11/2019 | Cancelled | C | Cancelled
VA19132 | 36.8885 | -76.6111 | Solar | 0 | Smithfield | TX #2 | 26 345 | 10/22/2019 | In Service | A | In Service
VA19133 | 38.0931 | -78.9433 | Cancelled | 1 | Fishersville | TX #2 | 82 443 | 11/7/2019 | Cancelled | C | Cancelled
VA19134 | 38.0931 | -78.9433 | Cancelled | 1.5 | Fishersville | TX #2 | 82 443 | 11/7/2019 | Cancelled | C | Cancelled
VA19135 | 36.4637 | -76.0032 | Nat. Gas | 10 | Pendleton | TX #2 | 25 367 | 11/14/2019 | Project A | A | Active |  | All Studies Completed
VA19139 | 36.9454 | -77.7464 | Cancelled | 15.9 | Sapony | TX #1 | 02 New | 11/27/2019 | Cancelled | C | Cancelled
VA19142 | 36.7148 | -76.6795 | Cancelled | 1 | Oak Ridge | TX #2 | 26 967 | 11/27/2019 | Cancelled | C | Cancelled
VA19143 | 36.7148 | -76.6795 | Cancelled | 1 | Oak Ridge | TX #2 | 26 967 | 11/27/2019 | Cancelled | C | Cancelled
VA19144 | 36.7146 | -76.6866 | Cancelled | 1 | Oak Ridge | TX #2 | 26 967 | 11/27/2019 | Cancelled | C | Cancelled
VA19145 | 36.7146 | -76.6866 | Cancelled | 1 | Oak Ridge | TX #2 | 26 967 | 11/27/2019 | Cancelled | C | Cancelled
VA19146 | 36.7146 | -76.6866 | Cancelled | 1 | Oak Ridge | TX #2 | 26 967 | 11/27/2019 | Cancelled | C | Cancelled
VA19147 | 37.2701 | -78.3109 | Cancelled | 1 | Farmville | TX #1 | 63 701 | 11/27/2019 | Cancelled | C | Cancelled
VA19148 | 37.2701 | -78.3109 | Cancelled | 1 | Farmville | TX #1 | 63 701 | 11/27/2019 | Cancelled | C | Cancelled
VA19149 | 37.6387 | -77.7933 | Cancelled | 1 | North Pole | TX #2 | 01 450 | 11/27/2019 | Cancelled | C | Cancelled
VA19151 | 36.6822 | -76.9779 | Cancelled | 5 | Watkins Corner | TX #2 | 26 407 | 12/3/2019 | Cancelled | C | Cancelled
VA19152 | 36.7252 | -76.3079 | Cancelled | 20 | Grassfield | TX #2 | 23 New1 | 12/3/2019 | Cancelled | C | Cancelled
VA19156 | 36.8802 | -76.6093 | Solar | 20 | Benns Church | TX #2 | 26 392 | 12/18/2019 | In Construction | A | Active | 12/3/2021
VA19159 | 36.7071 | -78.1752 | Cancelled | 4.99 | South Hill | TX #2 | 64 892 | 12/23/2019 | Cancelled | C | Cancelled
VA20001 | 36.9447 | -77.4762 | Cancelled | 20 | Sapony | TX #2 | 02 New | 1/6/2020 | Cancelled | C | Cancelled
VA20002 | 37.423 | -76.482 | Solar | 19.99 | Wan | TX #2 | 04 NEW | 1/6/2020 | In Service | A | In Service | 4/19/2022
VA20003 | 37.3423 | -77.9803 | Solar | 19.875 | In Coop | Co-op | Co-op | 1/6/2020 | In COOP | A | Active
VA20004 | 37.3336 | -77.0948 | Cancelled | 20 | Providence Forge | NEW TX # | 06 4XX | 1/7/2020 | Cancelled | C | Cancelled
VA20005 | 37.3366 | -77.1076 | Cancelled | 20 | Providence Forge | TX #1 | 06 460 | 1/7/2020 | Cancelled | C | Cancelled
VA20006 | 37.3321 | -77.0984 | Cancelled | 20 | Providence Forge | TX #1 | 06 460 | 1/7/2020 | Cancelled | C | Cancelled
VA20007 | 36.9189 | -77.4562 | Cancelled | 20 | Sapony | TX #2 | 02 332 | 1/7/2020 | Cancelled | C | Cancelled
VA20008 |  |  | Cancelled | 20 | Wakefield | TX #2 | 02 301 | 1/7/2020 | Cancelled | C | Cancelled
VA20009 | 37.2463 | -77.2128 | Cancelled | 20 | Hopewell | TX #7 | 02 313 | 1/7/2020 | Cancelled | C | Cancelled
VA20010 | 37.2516 | -77.2106 | Solar | 20 |  |  |  | 1/7/2020 | In COOP | A | Active
VA20019 | 37.5015 | -77.7013 | Battery | 20 | Midlothian | TX #3 | 05 New | 2/10/2020 | In Service | A | In Service | 6/4/2021
VA20020 | 36.8113 | -76.576 | Cancelled | 1 | Kings Fork | TX #2 | 26 475 | 2/13/2020 | Cancelled | C | Cancelled
VA20021 | 36.8113 | -76.576 | Cancelled | 1 | Kings Fork | TX #2 | 26 475 | 2/13/2020 | Cancelled | C | Cancelled
VA20022 | 36.8443 | -76.576 | Cancelled | 1 | Kings Fork | TX #2 | 26 475 | 2/13/2020 | Cancelled | C | Cancelled
VA20023 | 36.6801 | -76.0201 | Cancelled | 1 | West Landing | TX #2 | 25 487 | 2/13/2020 | Cancelled | C | Cancelled
VA20024 | 36.6801 | -76.0201 | Cancelled | 1 | West Landing | TX #2 | 25 487 | 2/13/2020 | Cancelled | C | Cancelled
VA20025 | 36.6801 | -76.0201 | Cancelled | 1 | West Landing | TX #2 | 25 487 | 2/13/2020 | Cancelled | C | Cancelled
VA20026 | 36.6844 | -76.0236 | Cancelled | 1 | West Landing | TX #2 | 25 487 | 2/13/2020 | Cancelled | C | Cancelled
VA20027 | 36.6844 | -76.0236 | Cancelled | 1 | West Landing | TX #2 | 25 487 | 2/13/2020 | Cancelled | C | Cancelled
VA20028 | 37.0221 | -78.9892 | Cancelled | 1 | Perth | TX #1 | 66 404 | 2/13/2020 | Cancelled | C | Cancelled
VA20029 |  |  | Cancelled | 1 | Perth | TX #1 | 66 404 | 2/13/2020 | Cancelled | C | Cancelled
VA20030 |  |  | Cancelled | 1 | Perth | TX #1 | 66 404 | 2/13/2020 | Cancelled | C | Cancelled
VA20031 |  |  | Cancelled | 1 | Grottoes | TX #1 | 82 612 | 2/13/2020 | Cancelled | C | Cancelled
VA20032 | 38.2928 | -78.7847 | Cancelled | 1 | Grottoes | TX #1 | 82 612 | 2/13/2020 | Cancelled | C | Cancelled
VA20033 | 38.2916 | -78.7868 | Cancelled | 1 | Grottoes | TX #1 | 82 612 | 2/13/2020 | Cancelled | C | Cancelled
VA20034 | 38.2917 | -78.7868 | Cancelled | 1 | Grottoes | TX #1 | 82 612 | 2/13/2020 | Cancelled | C | Cancelled
VA20035 | 38.2918 | -78.7866 | Cancelled | 1 | Grottoes | TX #1 | 82 612 | 2/13/2020 | Cancelled | C | Cancelled
VA20036 | 36.71 | -78.9319 | Cancelled | 1 | South Boston | TX #1 | 65 904 | 2/17/2020 | Cancelled | C | Cancelled
VA20037 | 36.71 | -78.9319 | Cancelled | 1 | South Boston | TX #1 | 65 904 | 2/17/2020 | Cancelled | C | Cancelled
VA20038 | 36.71 | -78.9319 | Cancelled | 1 | South Boston | TX #1 | 65 904 | 2/17/2020 | Cancelled | C | Cancelled
VA20039 | 37.554 | -78.3354 | Cancelled | 1 | Buckingham | TX #1 | 63 427 | 2/17/2020 | Cancelled | C | Cancelled
VA20040 | 37.554 | -78.3354 | Cancelled | 1 | Buckingham | TX #1 | 63 427 | 2/17/2020 | Cancelled | C | Cancelled
VA20041 | 37.554 | -78.3354 | Cancelled | 1 | Buckingham | TX #1 | 63 427 | 2/17/2020 | Cancelled | C | Cancelled
VA20042 | 38.0854 | -79.3583 | Cancelled | 1 | Craigsville | TX #1 | 85 303 | 2/17/2020 | Cancelled | C | Cancelled
VA20043 |  |  | Cancelled | 1 | Craigsville | TX #1 | 85 303 | 2/17/2020 | Cancelled | C | Cancelled
VA20044 | 38.025 | -79.0353 | Cancelled | 1.494 | Stuarts Draft | TX #1 | 82 431 | 2/18/2020 | Cancelled | C | Cancelled
VA20045 | 38.0938 | -78.9579 | Cancelled | 1.494 | Fishersville | TX #1 | 82 442 | 2/18/2020 | Cancelled | C | Cancelled
VA20047 | 38.0169 | -78.4594 | Cancelled | 4.5 | Charlottesville | TX #3 | 81 313 | 2/21/2020 | Cancelled | C | Cancelled
VA20048 | 38.7455 | -77.1661 | Cancelled | 3 | Hayfield | TX #2 | 41 343 | 2/28/2020 | Cancelled | C | Cancelled
VA20049 | 36.7742 | -78.453 | Cancelled | 5 | Chase City | TX #1 | 64 New | 3/3/2020 | Cancelled | C | Cancelled
VA20055 | 37.3642 | -76.5329 | Solar | 20 | White Marsh | TX #1 | 04 NEW | 3/20/2020 | In Service | A | In Service | 8/30/2021
VA20056 | 37.3124 | -77.4737 | Cancelled | 5 | Harrowgate | TX #3 | 02 370 | 3/24/2020 | Cancelled | C | Cancelled
VA20057 | 37.3357 | -77.4616 | Cancelled | 5 | Locks | TX #3 | 02 333 | 3/24/2020 | Cancelled | C | Cancelled
VA20058 | 37.3359 | -77.4616 | Cancelled | 5 | Tyler | TX #1 | 02 New | 3/24/2020 | Cancelled | C | Cancelled
VA20059 | 37.3284 | -77.4599 | Cancelled | 5 | Tyler | TX #2 | 02 395 | 3/24/2020 | Cancelled | C | Cancelled
VA20060 | 37.3359 | -77.4685 | Cancelled | 5 | Iron Bridge | TX #1 | 02 303 | 3/24/2020 | Cancelled | C | Cancelled
VA20063 | 38.3672 | -77.4343 | Solar | 0.0368 | Cranes Corner | TX #2 | 42 415 | 4/9/2020 | In Service | A | In Service | 11/13/2020
VA20064 | 39.0222 | -77.4505 | Other | 0.6 | Beaumeade | TX #4 | 48 376 | 4/9/2020 | In Service | A | In Service | 11/13/2020
VA20066 | 38.211 | -79.143 | Cancelled | 3 | West Staunton | TX #2 | 82 438 | 4/16/2020 | Cancelled | C | Cancelled
VA20067 | 38.211 | -79.143 | Cancelled | 3 | West Staunton | TX #2 | 82 438 | 4/16/2020 | Cancelled | C | Cancelled
VA20068 | 38.5159 | -77.304 | Nat. Gas | 3.2 | Quantico | TX #2 | 45 624 | 4/16/2020 | In Service | A | In Service | 9/16/2021
VA20073 | 38.6602 | -78.7838 | Cancelled | 2 | Timberville | TX #1 | 84 623 | 4/29/2020 | Cancelled | C | Cancelled
VA20074 | 38.6602 | -78.7838 | Cancelled | 3 | Timberville | TX #1 | 84 623 | 4/29/2020 | Cancelled | C | Cancelled
VA20075 | 38.6602 | -78.7838 | Cancelled | 9.5 | Timberville | TX #1 | 84 623 | 4/29/2020 | Cancelled | C | Cancelled
VA20076 | 36.8715 | -76.552 | Cancelled | 3 | Crittenden | TX #1 | 26 456 | 4/29/2020 | Cancelled | C | Cancelled
VA20077 | 36.6341 | -76.2072 | Solar | 3 | Hickory | TX #1 | 23 325 | 4/29/2020 | In Construction | A | Active | 8/12/2021
VA20078 | 37.8251 | -76.8018 | Cancelled | 3 | Dunnsville | TX #1 | 03 351 | 4/29/2020 | Cancelled | C | Cancelled
VA20079 | 37.822 | -76.7998 | Cancelled | 2 | Dunnsville | TX #1 | 03 350 | 4/29/2020 | Cancelled | C | Cancelled
VA20081 | 38.2637 | -78.8114 | Cancelled | 2 | Grottoes | TX #1 | 82 613 | 4/29/2020 | Cancelled | C | Cancelled
VA20082 | 37.753 | -76.4126 | Cancelled | 3 | Lancaster | TX #3 | 03 367 | 4/29/2020 | Cancelled | C | Cancelled
VA20083 | 36.6743 | -76.0256 | Cancelled | 1 | West Landing | TX #2 | 25 487 | 4/29/2020 | Cancelled | C | Cancelled
VA20084 | 37.4769 | -76.5619 | Cancelled | 18.2 | Wan | TX #2 | 04 334 | 4/29/2020 | Cancelled | C | Cancelled
VA20091 | 36.7301 | -78.9345 | Cancelled | 15 | South Boston | TX #1 | 65 904 | 5/12/2020 | Cancelled | C | Cancelled
VA20092 | 37.803 | -77.471 | Cancelled | 3 | Hanover | TX #2 | 01 385 | 5/12/2020 | Cancelled | C | Cancelled
VA20093 | 37.439 | -76.5798 | Cancelled | 3 | Shackleford | TX #1 | 04 303 | 5/12/2020 | Cancelled | C | Cancelled
VA20094 | 37.1504 | -78.1351 | Cancelled | 5.225 | Crewe | TX #1 | 63 NEW | 5/12/2020 | Cancelled | C | Cancelled
VA20095 | 36.6664 | -76.9933 | Cancelled | 6.972 | Watkins Corner | TX #2 | 26 411 | 5/12/2020 | Cancelled | C | Cancelled
VA20096 | 38.4529 | -77.901 | Cancelled | 9.5 | Culpeper | TX #2 | 47 374 | 5/12/2020 | Cancelled | C | Cancelled
VA20097 | 36.6323 | -76.2131 | Cancelled | 3 | Hickory | TX #1 | 23 325 | 5/12/2020 | Cancelled | C | Cancelled
VA20098 | 37.8075 | -76.7955 | Cancelled | 3 | Dunnsville | TX #1 | 03 350 | 5/13/2020 | Cancelled | C | Cancelled
VA20099 | 37.8075 | -76.7955 | Cancelled | 3 | Dunnsville | TX #1 | 03 350 | 5/13/2020 | Cancelled | C | Cancelled
VA20100 | 38.5631 | -77.1927 | Cancelled | 20 | Woodland | TX #1 | 67 307 | 5/14/2020 | Cancelled | C | Cancelled
VA20101 | 36.8001 | -78.7794 | Cancelled | 14 | Mount Laurel | TX #1 | 65 941 | 5/14/2020 | Cancelled | C | Cancelled
VA20106 | 36.6913 | -76.5869 | Cancelled | 20 | Suffolk | TX #9 | 26 NEW | 5/21/2020 | Cancelled | C | Cancelled
VA20108 | 38.169 | -78.089 | Cancelled | 3 | Orange | TX #1 | 81 390 | 5/21/2020 | Cancelled | C | Cancelled
VA20109 | 38.2097 | -77.156 | Cancelled | 3 | Arnolds Corner | TX #1 | 42 342 | 5/21/2020 | Cancelled | C | Cancelled
VA20110 | 38.2439 | -78.0324 | Solar | 1 | Orange | TX #3 | 81 519 | 5/21/2020 | In Construction | A | Active | 11/14/2022
VA20111 | 38.6492 | -78.7599 | Cancelled | 3 | Timberville | TX #1 | 84 623 | 5/21/2020 | Cancelled | C | Cancelled
VA20112 | 38.6492 | -78.7599 | Cancelled | 3 | Timberville | TX #1 | 84 623 | 5/21/2020 | Cancelled | C | Cancelled
VA20113 | 37.6758 | -76.4079 | Solar | 3 | Ocran | TX #1 | 03 623 | 5/21/2020 | In Service | A | In Service | 1/27/2022
VA20114 | 37.6758 | -76.4079 | Cancelled | 3 | Ocran | TX #1 | 03 623 | 5/21/2020 | Cancelled | C | Cancelled
VA20119 | 36.6172 | -76.5785 | Cancelled | 10 | Suffolk | TX #9 | 26 343 | 6/3/2020 | Cancelled | C | Cancelled
VA20120 | 37.8147 | -78.236 | Solar | 1 | Bremo | TX #5 | 63 320 | 6/3/2020 | In Construction | A | Active | 12/12/2023
VA20121 | 37.8147 | -78.2359 | Solar | 1 | Bremo | TX #5 | 63 320 | 6/3/2020 | In Construction | A | Active | 2/20/2024
VA20122 | 37.8147 | -78.2359 | Solar | 1 | Bremo | TX #5 | 63 320 | 6/3/2020 | In Construction | A | Active | 6/14/2024
VA20123 | 36.9612 | -77.7298 | Cancelled | 2.5 | Mckenny | TX #1 | 02 875 | 6/3/2020 | Cancelled | C | Cancelled
VA20124 | 36.8468 | -77.4345 | Cancelled | 3 | Jarratt | TX #4 | 02 365 | 6/3/2020 | Cancelled | C | Cancelled
VA20125 | 36.8469 | -77.4344 | Cancelled | 3 | Jarratt | TX #3 | 02 365 | 6/3/2020 | Cancelled | C | Cancelled
VA20126 | 37.0053 | -78.603 | Cancelled | 3 | Twitty's Creek | TX #2 | 65 953 | 6/3/2020 | Cancelled | C | Cancelled
VA20127 | 36.7508 | -79.404 | Cancelled | 2.25 | Banister | TX #2 | 66 400 | 6/5/2020 | Cancelled | C | Cancelled
VA20128 | 37.2254 | -78.6851 | Solar | 4 | Pamplin | TX #1 | 63 306 | 6/5/2020 | In Service | A | In Service | 10/4/2021
VA20129 | 36.8494 | -77.4291 | Cancelled | 3 | Jarratt | TX #4 | 02 365 | 6/8/2020 | Cancelled | C | Cancelled
VA20130 | 36.8494 | -77.4291 | Cancelled | 2 | Jarratt | TX #4 | 02 365 | 6/8/2020 | Cancelled | C | Cancelled
VA20131 | 37.2736 | -78.6809 | Cancelled | 3 | Pamplin | TX #4 | 63 302 | 6/16/2020 | Cancelled | C | Cancelled
VA20132 | 37.2736 | -78.6809 | Cancelled | 3 | Pamplin | TX #4 | 63 302 | 6/16/2020 | Cancelled | C | Cancelled
VA20133 | 36.8234 | -77.4815 | Cancelled | 3 | Jarratt | TX #4 | 02 365 | 6/16/2020 | Cancelled | C | Cancelled
VA20134 | 36.8235 | -77.4815 | Cancelled | 3 | Jarratt | TX #4 | 02 365 | 6/16/2020 | Cancelled | C | Cancelled
VA20135 | 37.3344 | -78.3872 | Solar | 3 | Farmville | TX #6 | 63 316 | 6/16/2020 | In Construction | A | Active | 4/28/2022
VA20136 | 37.3305 | -78.3858 | Solar | 3 | Farmville | TX #6 | 63 316 | 6/16/2020 | In Construction | A | Active | 8/2/2022
VA20137 | 37.3305 | -78.3858 | Cancelled | 3 | Farmville | TX #6 | 63 316 | 10/8/2020 | Cancelled | C | Cancelled
VA20138 | 36.6885 | -77.5721 | Cancelled | 3 | Emporia | TX #1 | 61 707 | 6/16/2020 | Cancelled | C | Cancelled
VA20139 | 36.6885 | -77.5721 | Cancelled | 3 | Emporia | TX #1 | 61 707 | 6/16/2020 | Cancelled | C | Cancelled
VA20140 | 36.8843 | -76.6913 | Solar | 2 | Smithfield | TX #1 | 26 448 | 6/16/2020 | In Service | A | In Service | 2/4/2022
VA20141 | 38.0929 | -76.7986 | Solar | 2 | Westmoreland | TX #1 | 03 315 | 6/16/2020 | In Service | A | In Service | 9/13/2021
VA20142 | 36.8884 | -76.6985 | Cancelled | 3 | Smithfield | TX #1 | 26 448 | 6/16/2020 | Cancelled | C | Cancelled
VA20143 | 38.3976 | -78.6655 | Cancelled | 3 | Merck 5 | TX #3 | 82 330 | 6/16/2020 | Cancelled | C | Cancelled
VA20144 | 36.7446 | -78.4352 | Cancelled | 3 | Chase City | TX #1 | 64 920 | 6/16/2020 | Cancelled | C | Cancelled
VA20145 | 37.5734 | -76.8506 | Cancelled | 3 | Westpoint | TX #2 | 04 333 | 6/16/2020 | Cancelled | C | Cancelled
VA20146 | 37.6287 | -79.5232 | Cancelled | 3 | Glasgow | TX #2 | 85 883 | 6/16/2020 | Cancelled | C | Cancelled
VA20150 | 37.4319 | -76.8684 | Solar | 3 | Lanexa | TX #1 | 28 761 | 6/23/2020 | In Construction | A | Active | 5/24/2022
VA20151 | 36.7352 | -78.9318 | Solar | 9.9 | Sinai | TX #1 | 65 920 | 6/23/2020 | In Construction | A | Active | 2/24/2023
VA20155 | 36.8001 | -78.7794 | Cancelled | 7.5 | Mount Laurel | TX #1 | 65 941 | 7/6/2020 | Cancelled | C | Cancelled
VA20156 | 36.7525 | -79.0298 | Solar | 5 | Sinai | TX #1 | 65 911 | 7/6/2020 | In Construction | A | Active | 7/14/2023
VA20157 | 37.6674 | -78.1185 | Solar | 15.996 | Cartersville | TX #1 | 01 301 | 7/6/2020 | In Construction | A | Active | 5/16/2022
VA20158 | 36.7205 | -78.9425 | Cancelled | 6 | South Boston | TX #1 | 65 904 | 7/6/2020 | Cancelled | C | Cancelled
VA20159 | 36.8258 | -77.4837 | Solar | 2 | Jarratt | TX #4 | 02 365 | 7/6/2020 | Project A | A | Active |  | System Impact Study
VA20160 | 36.6791 | -76.5864 | Cancelled | 3 | Suffolk | TX #10 | 26 960 | 7/6/2020 | Cancelled | C | Cancelled
VA20161 | 37.0241 | -77.6495 | Cancelled | 20 | Sapony | TX #2 | 02 331 | 7/6/2020 | Cancelled | C | Cancelled
VA20163 | 36.8258 | -77.4837 | Solar | 20 | Lightfoot | TX #1 | 28 436 | 7/6/2020 | In Service | A | In Service | 8/23/2021
VA20165 | 36.7711 | -79.3904 | Cancelled | 2.5 | Banister | TX #2 | 66 400 | 7/6/2020 | Cancelled | C | Cancelled
VA20167 | 38.0233 | -79.0198 | Solar | 3 | Stuarts Draft | TX #1 | 82 431 | 7/13/2020 | In Construction | A | Active | 11/14/2022
VA20168 | 38.0233 | -79.0198 | Solar | 3 | Stuarts Draft | TX #1 | 82 431 | 7/13/2020 | In Construction | A | Active | 1/2/2024
VA20169 | 37.1655 | -78.1303 | Cancelled | 3 | Crewe | TX #1 | 63 601 | 7/13/2020 | Cancelled | C | Cancelled
VA20170 | 37.3417 | -78.3843 | Cancelled | 3 | Farmville | TX #1 | 63 701 | 7/13/2020 | Cancelled | C | Cancelled
VA20171 | 37.578 | -76.8451 | Cancelled | 3 | West Point | TX #2 | 04 333 | 7/13/2020 | Cancelled | C | Cancelled
VA20172 | 37.5781 | -76.8452 | Cancelled | 3 | West Point | TX #2 | 04 333 | 7/13/2020 | Cancelled | C | Cancelled
VA20173 | 36.6936 | -77.5583 | Cancelled | 3 | Emporia | TX #1 | 61 707 | 7/13/2020 | Cancelled | C | Cancelled
VA20174 | 36.6936 | -77.5582 | Cancelled | 2 | Emporia | TX #1 | 61 707 | 7/13/2020 | Cancelled | C | Cancelled
VA20175 | 36.6904 | -77.557 | Cancelled | 2 | Emporia | TX #1 | 61 707 | 7/13/2020 | Cancelled | C | Cancelled
VA20176 | 37.2789 | -78.3524 | Cancelled | 3 | Farmville | TX #1 | 63 701 | 7/13/2020 | Cancelled | C | Cancelled
VA20177 | 37.2789 | -78.3524 | Cancelled | 3 | Farmville | TX #1 | 63 701 | 7/13/2020 | Cancelled | C | Cancelled
VA20178 | 37.5368 | -77.8198 | Solar | 20 | Midlothian | TX #5 | 05 323 | 7/15/2020 | In Construction | A | Active | 6/23/2022
VA20184 | 36.767 | -79.3895 | Solar | 3 | Banister | TX #2 | 66 400 | 7/23/2020 | In Construction | A | Active | 2/15/2023
VA20185 | 36.767 | -79.3895 | Cancelled | 3 | Banister | TX #2 | 66 400 | 7/23/2020 | Cancelled | C | Cancelled
VA20186 | 36.8128 | -76.5807 | Cancelled | 3 | Kings Fork | TX #1 | 26 475 | 7/23/2020 | Cancelled | C | Cancelled
VA20187 | 36.8128 | -76.5807 | Cancelled | 3 | Kings Fork | TX #1 | 26 475 | 7/23/2020 | Cancelled | C | Cancelled
VA20189 | 36.7399 | -78.1587 | Cancelled | 3 | South Hill | TX #2 | 66 892 | 7/24/2020 | Cancelled | C | Cancelled
VA20190 | 36.7399 | -78.1587 | Cancelled | 2 | South Hill | TX #2 | 66 892 | 7/24/2020 | Cancelled | C | Cancelled
VA20191 | 37.4264 | -76.9534 | Cancelled | 3 | Lanexa | TX #1 | 28 760 | 7/24/2020 | Cancelled | C | Cancelled
VA20192 | 37.4264 | -76.9534 | Cancelled | 2 | Lanexa | TX #1 | 28 760 | 7/24/2020 | Cancelled | C | Cancelled
VA20193 | 36.7124 | -76.5656 | Cancelled | 2 | Suffolk | TX #11 | 26 962 | 7/24/2020 | Cancelled | C | Cancelled
VA20194 | 37.4655 | -76.4518 | Cancelled | 3 | Wan | TX #1 | 04 346 | 7/24/2020 | Cancelled | C | Cancelled
VA20195 | 37.7737 | -77.3564 | Cancelled | 14 | Pearsons | TX #1 | 06 471 | 7/24/2020 | Cancelled | C | Cancelled
VA20197 | 38.6348 | -78.7979 | Cancelled | 4.89 | Timberville | TX #1 | 84 625 | 7/28/2020 | Cancelled | C | Cancelled
VA20198 | 38.6254 | -78.8027 | Cancelled | 4.89 | Timberville | TX #1 | 84 625 | 7/28/2020 | Cancelled | C | Cancelled
VA20199 | 37.2791 | -78.3183 | Cancelled | 4.95 | Farmville | TX #1 | 63 701 | 7/29/2020 | Cancelled | C | Cancelled
VA20201 | 38.0233 | -79.0198 | Cancelled | 2 | Stuarts Draft | TX #1 | 82 431 | 8/4/2020 | Cancelled | C | Cancelled
VA20202 | 38.0019 | -78.2122 | Cancelled | 3 | Victoria | TX #1 | 64 606 | 8/4/2020 | Cancelled | C | Cancelled
VA20203 | 37.0019 | -78.2122 | Solar | 3 | Victoria | TX #1 | 64 606 | 8/4/2020 | In Construction | A | Active | 2/17/2023
VA20204 | 36.5739 | -78.6547 | Cancelled | 13.95 | Clarksville | TX #1 | 65 937 | 8/4/2020 | Cancelled | C | Cancelled
VA20205 | 37.3748 | -76.8525 | Cancelled | 16.72 | Toano | TX #1 | 28 425 | 8/4/2020 | Cancelled | C | Cancelled
VA20206 | 36.218 | -77.0033 | Cancelled | 3 | Oak Grove | TX #1 | 42 334 | 8/4/2020 | Cancelled | C | Cancelled
VA20207 | 36.8956 | -76.7082 | Cancelled | 3 | Smithfield | TX #1 | 26 448 | 8/4/2020 | Cancelled | C | Cancelled
VA20208 | 37.1888 | -78.2162 | Cancelled | 3 | Flat Creek | TX #1 | 63 608 | 8/4/2020 | Cancelled | C | Cancelled
VA20209 | 37.1888 | -78.2162 | Cancelled | 3 | Flat Creek | TX #1 | 63 608 | 8/4/2020 | Cancelled | C | Cancelled
VA20211 | 36.6862 | -76.763 | Solar | 3.75 | Holland | TX #1 | 26 980 | 8/6/2020 | In Service | A | In Service | 10/4/2021
VA20212 | 37.0398 | -79.294 | Cancelled | 4 | Otter River | TX #1 | 66 509 | 8/6/2020 | Cancelled | C | Cancelled
VA20215 | 36.8577 | -79.3983 | Solar | 3.75 | Chatham | TX #1 | 66 515 | 8/13/2020 | In Construction | A | Active | 8/29/2022
VA20216 | 36.714 | -78.8671 | Cancelled | 4 | Reedy Creek | TX #1 | 65 319 | 8/13/2020 | Cancelled | C | Cancelled
VA20217 | 37.4042 | -77.5336 | Cancelled | 1.02 | Iron Bridge | TX #1 | 05 303 | 8/13/2020 | Cancelled | C | Cancelled
VA20218 | 37.2127 | -79.2011 | Cancelled | 4 | Dominion | TX #1 | 66 401 | 8/13/2020 | Cancelled | C | Cancelled
VA20219 | 36.5901 | -77.1886 | Cancelled | 3 | Boykins | TX #1 | 61 300 | 8/13/2020 | Cancelled | C | Cancelled
VA20223 | 37.0777 | -77.3707 | Cancelled | 10 | Poe | TX #4 | 02 355 | 8/19/2020 | Cancelled | C | Cancelled
VA20224 | 36.7307 | -78.8508 | Cancelled | 3 | Reedy Creek | TX #1 | 65 319 | 8/19/2020 | Cancelled | C | Cancelled
VA20225 | 37.2634 | -77.4899 | Cancelled | 20 | Locks | TX #4 | 02 465 | 8/26/2020 | Cancelled | C | Cancelled
VA20227 | 36.6292 | -76.2815 | Cancelled | 2 | Hickory | TX #1 | 23 354 | 8/26/2020 | Cancelled | C | Cancelled
VA20228 | 36.7769 | -79.3875 | Cancelled | 5 | Banister | TX #2 | 66 400 | 8/26/2020 | Cancelled | C | Cancelled
VA20229 | 37.8772 | -79.2955 | Solar | 5 | Fairfield | TX #1 | 85 461 | 8/26/2020 | In Service | A | In Service | 5/19/2022
VA20230 | 38.7711 | -78.6187 | Cancelled | 5 | Edinburg | TX #2 | 84 346 | 8/26/2020 | Cancelled | C | Cancelled
VA20231 | 38.7711 | -78.6187 | Cancelled | 4.25 | Edinburg | TX #2 | 84 346 | 8/28/2020 | Cancelled | C | Cancelled
VA20232 | 37.4477 | -77.2085 | Cancelled | 5 | Turner | TX #2 | 06 307 | 8/28/2020 | Cancelled | C | Cancelled
VA20233 | 37.9471 | -76.7499 | Solar | 5 | Northern Neck | TX #1 | 03 306 | 8/28/2020 | In Construction | A | Active | 8/28/2023
VA20234 | 37.37 | -77.0356 | Solar | 5 | Providence Forge | TX #1 | 06 460 | 8/28/2020 | Project A | A | Active |  | Facilities Study
VA20235 |  |  | Cancelled | 5 |  |  |  | 8/28/2020 | Cancelled | C | Cancelled
VA20236 |  |  | Cancelled | 5 |  |  |  | 8/28/2020 | Cancelled | C | Cancelled
VA20237 | 37.5869 | -76.8542 | Solar | 5 | West Point | TX #2 | 04 333 | 8/28/2020 | In Construction | A | Active | 1/28/2025
VA20238 | 37.827 | -76.7958 | Cancelled | 5 | Dunnsville | TX #1 | 03 350 | 8/28/2020 | Cancelled | C | Cancelled
VA20239 | 36.6752 | -78.9379 | Solar | 3.125 | Welco | TX #2 | 65 312 | 8/28/2020 | In Service | A | In Service | 1/10/2022
VA20240 | 38.0341 | -79.0673 | Cancelled | 4 | Stuarts Draft | TX #1 | 82 432 | 8/28/2020 | Cancelled | C | Cancelled
VA20244 | 36.8001 | -78.7794 | Cancelled | 4.95 | Mount Laurel | TX #1 | 65 941 | 9/10/2020 | Cancelled | C | Cancelled
VA20245 | 38.0984 | -78.9664 | Solar | 2.875 | Fishersville | TX #1 | 82 442 | 9/10/2020 | In Service | A | In Service | 11/3/2021
VA20246 | 38.0982 | -78.9242 | Solar | 5 | Fishersville | TX #1 | 82 441 | 9/10/2020 | In Service | A | In Service | 4/28/2022
VA20249 | 36.8153 | -78.7442 | Solar | 5 | Mount Laurel | TX #1 | 65 940 | 9/10/2020 | In Service | A | In Service | 4/12/2022
VA20250 | 36.8182 | -78.7579 | Solar | 5 | Mount Laurel | TX #1 | 65 940 | 9/10/2020 | In Service | A | In Service | 9/10/2022
VA20251 | 36.6182 | -78.586 | Cancelled | 5 | Clarksville | TX #1 | 65 937 | 9/10/2020 | Cancelled | C | Cancelled
VA20252 | 36.7574 | -78.936 | Solar | 5 | Sinai | TX #2 | 65 912 | 9/10/2020 | In Construction | A | Active | 5/12/2023
VA20253 | 36.7488 | -78.9536 | Solar | 5 | Sinai | TX #1 | 65 911 | 9/10/2020 | In Construction | A | Active | 5/1/2025
VA20254 | 36.6814 | -78.0922 | Cancelled | 5 | South Hill | TX #2 | 64 813 | 9/10/2020 | Cancelled | C | Cancelled
VA20255 | 36.6995 | -78.0992 | Cancelled | 5 | South Hill | TX #2 | 64 813 | 9/10/2020 | Cancelled | C | Cancelled
VA20256 | 37.4644 | -77.2698 | Solar | 20 | Turner | TX #1 | 06 347 | 9/10/2020 | In Construction | A | Active | 5/19/2022
VA20258 | 36.6103 | -77.5476 | Cancelled | 3.375 | Trego | TX #1 | 61 831 | 9/11/2020 | Cancelled | C | Cancelled
VA20259 | 38.2223 | -77.002 | Cancelled | 3 | Oak Grove | TX #1 | 42 334 | 9/11/2020 | Cancelled | C | Cancelled
VA20260 | 38.2223 | -77.002 | Cancelled | 2 | Oak Grove | TX #1 | 42 334 | 9/11/2020 | Cancelled | C | Cancelled
VA20261 | 36.6883 | -76.9945 | Cancelled | 3 | Watkins Corner | TX #2 | 26 411 | 9/11/2020 | Cancelled | C | Cancelled
VA20262 | 36.6894 | -76.3293 | Cancelled | 3 | Grassfield | TX #1 | 23 424 | 9/11/2020 | Cancelled | C | Cancelled
VA20263 | 36.6894 | -76.3293 | Cancelled | 2 | Grassfield | TX #1 | 23 424 | 9/11/2020 | Cancelled | C | Cancelled
VA20264 | 37.3933 | -77.7752 | Cancelled | 20 | Winterpock | TX #1 | 05 339 | 9/18/2020 | Cancelled | C | Cancelled
VA20265 | 37.3933 | -77.7752 | Cancelled | 20 | Winterpock | TX #2 | 05 435 | 9/18/2020 | Cancelled | C | Cancelled
VA20266 | 37.3933 | -77.7752 | Cancelled | 10 | Winterpock | TX #1 | 05 339 | 9/18/2020 | Cancelled | C | Cancelled
VA20267 | 37.3933 | -77.7752 | Cancelled | 10 | Winterpock | TX #2 | 05 435 | 9/18/2020 | Cancelled | C | Cancelled
VA20268 | 37.7607 | -77.4771 | Battery | 0.055 | Hanover | TX #4 | 01 533 | 9/22/2020 | Project A | A | Active |  | All Studies Completed
VA20269 | 36.6546 | -76.58 | Cancelled | 20 | Suffolk | TX #10 | 26 960 | 9/22/2020 | Cancelled | C | Cancelled
VA20278 | 37.9465 | -76.6999 | Solar | 5 | Northern Neck | TX #5 | 03 305 | 9/23/2020 | In Construction | A | Active | 5/19/2022
VA20280 | 37.5593 | -76.6278 | Cancelled | 5 | Shackleford | TX #1 | 04 302 | 9/25/2020 | Cancelled | C | Cancelled
VA20281 | 37.3632 | -76.5322 | Cancelled | 19 | White Marsh | TX #2 NEW | 04 NEW | 9/25/2020 | Cancelled | C | Cancelled
VA20290 | 37.7647 | -77.4372 | Cancelled | 26 | Hanover | TX #2 | 01 385 | 10/2/2020 | Cancelled | C | Cancelled
VA20291 | 37.7647 | -77.4372 | Solar | 24 | Hanover | TX #2 | 01 385 | 10/2/2020 | Project A | A | Active |  | System Impact Study
VA20292 | 37.7647 | -77.4372 | Solar | 22 | Hanover | TX #2 | 01 385 | 10/2/2020 | Project B | A | Active
VA20293 | 36.9447 | -77.4629 | Cancelled | 4 | Sapony | TX #2 | 02 332 | 10/2/2020 | Cancelled | C | Cancelled
VA20294 | 37.2945 | -78.7367 | Cancelled | 4 | Pamplin | TX #3 | 63 301 | 10/2/2020 | Cancelled | C | Cancelled
VA20295 | 36.6674 | -78.8977 | Cancelled | 3 | Welco | TX #1 | 65 497 | 10/2/2020 | Cancelled | C | Cancelled
VA20296 | 36.7254 | -78.0957 | Cancelled | 2 | South Hill | TX #2 | 64 813 | 10/2/2020 | Cancelled | C | Cancelled
VA20297 | 36.6742 | -76.9909 | Cancelled | 3 | Watkins Corner | TX #1 | 26 407 | 10/2/2020 | Cancelled | C | Cancelled
VA20299 | 38.2186 | -77.0031 | Cancelled | 3 | Oak Grove | TX #2 | 42 386 | 10/2/2020 | Cancelled | C | Cancelled
VA20300 | 38.2186 | -77.0031 | Cancelled | 2 | Oak Grove | TX #2 | 42 386 | 10/2/2020 | Cancelled | C | Cancelled
VA20301 | 38.1135 | -78.1795 | Cancelled | 3 | Somerset | TX #1 | 81 303 | 10/2/2020 | Cancelled | C | Cancelled
VA20302 | 36.9695 | -78.1712 | Cancelled | 3 | Victoria | TX #1 | 64 606 | 10/2/2020 | Cancelled | C | Cancelled
VA20303 | 37.0335 | -78.4553 | Cancelled | 3 | Twitty's Creek | TX #1 | 65 326 | 10/8/2020 | Cancelled | C | Cancelled
VA20304 | 37.0188 | -77.6622 | Cancelled | 5 | Sapony | TX #2 | 02 331 | 10/8/2020 | Cancelled | C | Cancelled
VA20305 | 37.0188 | -77.6622 | Cancelled | 5 | Sapony | TX #2 | 02 332 | 10/8/2020 | Cancelled | C | Cancelled
VA20306 | 37.449 | -78.3175 | Cancelled | 5 | Buckingham | TX #2 | 63 711 | 10/8/2020 | Cancelled | C | Cancelled
VA20307 | 37.4629 | -76.4322 | Cancelled | 3 | Wan | TX #2 | 04 336 | 10/8/2020 | Cancelled | C | Cancelled
VA20308 | 37.7263 | -78.3418 | Cancelled | 3 | Bremo | TX #5 | 63 320 | 10/8/2020 | Cancelled | C | Cancelled
VA20309 | 37.9957 | -76.5861 | Cancelled | 5 | Northern Neck | TX #5 | 03 305 | 10/8/2020 | Cancelled | C | Cancelled
VA20310 | 37.2282 | -79.2251 | Cancelled | 5 | Dominion | TX #1 | 66 401 | 10/8/2020 | Cancelled | C | Cancelled
VA20311 | 38.1742 | -76.9593 | Solar | 5 | Oak Grove | TX #1 | 42 332 | 10/8/2020 | In Construction | A | Active | 2/22/2023
VA20312 | 38.1709 | -76.9597 | Cancelled | 2 | Oak Grove | TX #1 | 42 332 | 10/8/2020 | Cancelled | C | Cancelled
VA20313 | 38.1709 | -76.9597 | Cancelled | 2 | Oak Grove | TX #1 | 42 332 | 10/8/2020 | Cancelled | C | Cancelled
VA20314 | 38.1709 | -76.9597 | Cancelled | 1 | Oak Grove | TX #1 | 42 332 | 10/8/2020 | Cancelled | C | Cancelled
VA20315 | 38.1709 | -76.9597 | Solar | 5 | Oak Grove | TX #1 | 42 332 | 10/8/2020 | In Construction | A | Active | 3/2/2023
VA20316 | 37.3669 | -76.9416 | Solar | 5 | Providence Forge | TX #1 | 06 460 | 10/8/2020 | Project B | A | Active
VA20317 | 39.2345 | -77.6563 | Cancelled | 4 | Lovettesville | TX #2 | 48 665 | 10/8/2020 | Cancelled | C | Cancelled
VA20318 | 37.4555 | -76.3426 | Cancelled | 1 | Wan | TX #1 | 04 346 | 10/8/2020 | Cancelled | C | Cancelled
VA20319 | 37.1406 | -78.6397 | Cancelled | 5 | Twitty's Creek | TX #2 | 65 953 | 10/8/2020 | Cancelled | C | Cancelled
VA20320 | 37.1406 | -78.6397 | Cancelled | 2 | Twitty's Creek | TX #2 | 65 953 | 10/8/2020 | Cancelled | C | Cancelled
VA20321 | 37.1422 | -78.634 | Cancelled | 4 | Twitty's Creek | TX #2 | 65 953 | 10/8/2020 | Cancelled | C | Cancelled
VA20322 | 37.1396 | -78.6299 | Cancelled | 5 | Twitty's Creek | TX #2 | 65 953 | 10/8/2020 | Cancelled | C | Cancelled
VA20323 | 37.3826 | -76.5845 | Cancelled | 3 | White Marsh | TX #1 | 04 411 | 10/8/2020 | Cancelled | C | Cancelled
VA20324 | 37.5601 | -76.4773 | Solar | 2 | Harmony Village | TX #4 | 04 304 | 10/8/2020 | Project B | A | Active
VA20325 | 37.5637 | -76.4787 | Solar | 2 | Harmony Village | TX #4 | 04 304 | 10/8/2020 | Subordinate | A | Active
VA20326 | 37.4882 | -78.2508 | Cancelled | 4 | Buckingham | TX #2 | 63 711 | 10/8/2020 | Cancelled | C | Cancelled
VA20327 | 37.5119 | -78.22 | Cancelled | 5 | Buckingham | TX #2 | 63 711 | 10/8/2020 | Cancelled | C | Cancelled
VA20328 | 37.6522 | -78.0869 | Cancelled | 3 | Cartersville | TX #1 | 01 300 | 10/8/2020 | Cancelled | C | Cancelled
VA20329 | 37.6534 | -78.0892 | Cancelled | 3 | Cartersville | TX #1 | 01 300 | 10/8/2020 | Cancelled | C | Cancelled
VA20330 | 37.5552 | -78.4858 | Cancelled | 5 | Buckingham | TX #3 | 63 309 | 10/8/2020 | Cancelled | C | Cancelled
VA20331 | 37.5549 | -78.4856 | Cancelled | 5 | Buckingham | TX #3 | 63 309 | 10/8/2020 | Cancelled | C | Cancelled
VA20332 | 37.5557 | -78.4861 | Solar | 2 | Buckingham | TX #3 | 63 309 | 10/8/2020 | In Construction | A | Active | 8/29/2022
VA20333 | 38.0877 | -76.8398 | Cancelled | 5 | Westmoreland | TX #1 | 03 315 | 10/8/2020 | Cancelled | C | Cancelled
VA20334 | 37.9499 | -76.6642 | Cancelled | 4 | Northern Neck | TX #5 | 03 305 | 10/8/2020 | Cancelled | C | Cancelled
VA20335 | 37.9499 | -76.671 | Cancelled | 2 | Northern Neck | TX #5 | 03 305 | 10/8/2020 | Cancelled | C | Cancelled
VA20336 | 37.9452 | -76.6391 | Solar | 4.5 | Northern Neck | TX #5 | 03 305 | 10/8/2020 | In Construction | A | Active | 2/15/2023
VA20337 | 37.8836 | -76.6633 | Cancelled | 5 | Northern Neck | TX #1 | 03 306 | 10/8/2020 | Cancelled | C | Cancelled
VA20338 | 37.949 | -76.5962 | Cancelled | 1 | Northern Neck | TX #5 | 03 305 | 10/8/2020 | Cancelled | C | Cancelled
VA20339 | 38.1067 | -76.8531 | Cancelled | 5 | Westmoreland | TX #1 | 03 315 | 10/8/2020 | Cancelled | C | Cancelled
VA20340 | 37.4598 | -76.3473 | Cancelled | 5 | Wan | TX #1 | 04 346 | 10/8/2020 | Cancelled | C | Cancelled
VA20341 | 37.4593 | -76.3642 | Cancelled | 4 | Wan | TX #1 | 04 346 | 10/8/2020 | Cancelled | C | Cancelled
VA20342 | 37.8192 | -76.7984 | Solar | 5 | Dunnsville | TX #1 | 03 350 | 10/8/2020 | Project A | A | Active |  | Facilities Study
VA20343 | 37.8225 | -76.7999 | Solar | 3.75 | Dunnsville | TX #1 | 03 350 | 10/8/2020 | Project B | A | Active |  | System Impact Study
VA20344 | 37.8264 | -76.8012 | Solar | 5 | Dunnsville | TX #1 | 03 350 | 10/8/2020 | Subordinate | A | Active
VA20345 | 37.1539 | -78.639 | Cancelled | 4 | Twitty's Creek | TX #2 | 65 953 | 10/8/2020 | Cancelled | C | Cancelled
VA20346 | 37.5843 | -78.4108 | Cancelled | 4 | Buckingham | TX #1 | 63 427 | 10/8/2020 | Cancelled | C | Cancelled
VA20348 | 36.6819 | -78.875 | Cancelled | 1 | Welco | TX #1 | 65 497 | 10/8/2020 | Cancelled | C | Cancelled
VA20349 | 36.6819 | -78.875 | Cancelled | 1 | Welco | TX #1 | 65 497 | 10/8/2020 | Cancelled | C | Cancelled
VA20350 | 36.6819 | -78.875 | Cancelled | 1 | Welco | TX #1 | 65 497 | 10/8/2020 | Cancelled | C | Cancelled
VA20351 | 37.2122 | -78.6894 | Solar | 5 | Pamplin | TX #1 | 63 306 | 10/8/2020 | In Construction | A | Active | 12/12/2022
VA20352 | 37.505 | -77.486 | Cancelled | 19.1 | Plaza | TX #5 | 05 NEW | 10/8/2020 | Cancelled | C | Cancelled
VA20353 | 37.505 | -77.486 | Cancelled | 19.1 | Plaza | TX #5 | 05 360 | 10/8/2020 | Cancelled | C | Cancelled
VA20354 | 36.609 | -78.5851 | Cancelled | 4 | Kinderton | TX #1 | 65 961 | 10/8/2020 | Cancelled | C | Cancelled
VA20355 | 36.5592 | -76.2276 | Cancelled | 3 | Hickory | TX #1 | 23 325 | 10/8/2020 | Cancelled | C | Cancelled
VA20356 | 36.6546 | -76.58 | Cancelled | 5 | Suffolk | TX #10 | 26 960 | 10/8/2020 | Cancelled | C | Cancelled
VA20357 | 36.6048 | -76.202 | Cancelled | 5 | Hickory | TX #1 | 23 325 | 10/8/2020 | Cancelled | C | Cancelled
VA20358 | 36.6447 | -76.1519 | Solar | 2 | Hickory | TX #1 | 23 356 | 10/8/2020 | In Construction | A | Active | 11/30/2023
VA20359 | 36.9675 | -78.1595 | Solar | 4 | Kenbridge | TX #1 | 64 650 | 10/8/2020 | In Service | A | In Service | 6/13/2022
VA20360 | 36.6488 | -76.1486 | Solar | 5 | Hickory | TX #1 | 23 356 | 10/8/2020 | In Construction | A | Active | 2/7/2024
VA20361 | 36.6367 | -76.1578 | Solar | 5 | Fentress | TX #1 | 23 499 | 10/8/2020 | Project A | A | Active |  | Facilities Study
VA20362 | 37.6915 | -77.5686 | Cancelled | 16 | Mountain Road | TX #2 | 01 480 | 10/8/2020 | Cancelled | C | Cancelled
VA20363 | 37.6891 | -77.5701 | Cancelled | 26 | Short Pump | TX #2 | 01 409 | 10/8/2020 | Cancelled | C | Cancelled
VA20364 | 37.688 | -77.6665 | Cancelled | 18.5 | Rockville | TX #1 | 01 438 | 10/8/2020 | Cancelled | C | Cancelled
VA20365 | 36.7769 | -79.3875 | Cancelled | 2.2 | Banister | TX #2 | 66 400 | 10/9/2020 | Cancelled | C | Cancelled
VA20366 | 37.6599 | -77.221 | Solar | 1 | Old Church | TX #1 | 06 475 | 10/9/2020 | In Construction | A | Active | 4/28/2023
VA20367 | 37.6599 | -77.221 | Solar | 1 | Old Church | TX #1 | 06 475 | 10/9/2020 | In Construction | A | Active | 6/13/2024
VA20368 | 37.6608 | -77.2216 | Solar | 1 | Old Church | TX #1 | 06 475 | 10/9/2020 | In Construction | A | Active | 3/18/2025
VA20369 | 36.7254 | -78.0957 | Cancelled | 3 | South Hill | TX #2 | 64 813 | 10/9/2020 | Cancelled | C | Cancelled
VA20370 | 37.1934 | -78.6475 | Cancelled | 1.9 | Pamplin | TX #1 | 63 306 | 10/9/2020 | Cancelled | C | Cancelled
VA20371 | 37.5197 | -78.4722 | Cancelled | 5 | Buckingham | TX #3 | 63 309 | 10/9/2020 | Cancelled | C | Cancelled
VA20372 | 37.2801 | -76.4236 | Cancelled | 3 | Hayes | TX #1 | 04 395 | 10/9/2020 | Cancelled | C | Cancelled
VA20373 | 37.2796 | -76.4215 | Cancelled | 2 | Hayes | TX #1 | 04 395 | 10/9/2020 | Cancelled | C | Cancelled
VA20374 | 36.7975 | -76.7029 | Cancelled | 3 | Myrtle | TX #1 | 26 406 | 10/9/2020 | Cancelled | C | Cancelled
VA20375 | 37.1183 | -77.3498 | Cancelled | 4 | Poe | TX #4 | 02 355 | 10/9/2020 | Cancelled | C | Cancelled
VA20376 | 37.5783 | -78.3575 | Solar | 1.8 | Buckingham | TX #1 | 63 427 | 10/9/2020 | In Service | A | In Service | 7/18/2022
VA20377 | 37.7258 | -78.2993 | Cancelled | 5 | Bremo | TX #5 | 63 320 | 10/9/2020 | Cancelled | C | Cancelled
VA20378 | 37.042 | -78.6202 | Cancelled | 5 | Twitty's Creek | TX #2 | 65 953 | 10/9/2020 | Cancelled | C | Cancelled
VA20379 | 37.0401 | -78.6198 | Cancelled | 5 | Twitty's Creek | TX #2 | 65 953 | 10/9/2020 | Cancelled | C | Cancelled
VA20385 | 36.9447 | -77.4762 | Cancelled | 15.7 | Sapony | TX #1 | 02 New | 10/14/2020 | Cancelled | C | Cancelled
VA20386 | 36.7252 | -76.3079 | Cancelled | 20 | Grassfield | TX #1 | 23 4YY | 10/14/2020 | Cancelled | C | Cancelled
VA20387 | 37.4151 | -76.4802 | Solar | 5 | Wan | TX #1 | 04 346 | 10/14/2020 | Project A | A | Active
VA20388 | 36.9056 | -76.5702 | Cancelled | 5 | Benns Church | TX #2 | 26 392 | 10/14/2020 | Cancelled | C | Cancelled
VA20389 | 36.9056 | -76.5702 | Cancelled | 5 | Benns Church | TX #2 | 26 392 | 10/14/2020 | Cancelled | C | Cancelled
VA20390 | 36.8761 | -76.5448 | Cancelled | 5 | Crittenden | TX #1 | 26 456 | 10/14/2020 | Cancelled | C | Cancelled
VA20391 | 36.9614 | -76.9929 | Cancelled | 5 | Wakefield | TX #1 | 02 827 | 10/14/2020 | Cancelled | C | Cancelled
VA20392 | 36.7915 | -76.7741 | Cancelled | 5 | Myrtle | TX #1 | 26 406 | 10/14/2020 | Cancelled | C | Cancelled
VA20393 | 36.8105 | -76.756 | Cancelled | 5 | Myrtle | TX #1 | 26 406 | 10/14/2020 | Cancelled | C | Cancelled
VA20394 | 37.534 | -77.4518 | Solar | 0.48 | Twelfth Street | TX #2 | 01 491 | 10/14/2020 | In Service | A | In Service | 6/8/2021
VA20395 | 37.5015 | -77.7013 | Cancelled | 20 | Midlothian | TX #3 | 05 New | 10/14/2020 | Cancelled | C | Cancelled
VA20396 |  |  | Cancelled | 30 | Culpeper | TX #1 | 47 363 | 10/14/2020 | Cancelled | C | Cancelled
VA20397 | 38.2927 | -78.7848 | Cancelled | 1 | Grottoes | TX #1 | 82 612 | 10/14/2020 | Cancelled | C | Cancelled
VA20398 | 38.2927 | -78.7848 | Cancelled | 1 | Grottoes | TX #1 | 82 612 | 10/14/2020 | Cancelled | C | Cancelled
VA20399 | 38.2283 | -78.1183 | Cancelled | 5 | Orange | TX #1 | 81 390 | 10/15/2020 | Cancelled | C | Cancelled | 8/15/2023
VA20400 | 38.2437 | -77.2074 | Solar | 5 | Arnolds Corner | TX #1 | 42 342 | 10/15/2020 | Project A | A | Active |  | Facilities Study
VA20401 | 38.1023 | -78.9524 | Cancelled | 5 |  |  |  | 10/15/2020 | Cancelled | C | Cancelled
VA20402 | 36.8064 | -78.7325 | Cancelled | 4.99 | Mount Laurel | TX #1 | 65 941 | 10/15/2020 | Cancelled | C | Cancelled
VA20403 | 36.6659 | -78.6578 | Cancelled | 4.99 | Clarksville | TX #1 | 65 937 | 10/15/2020 | Cancelled | C | Cancelled
VA20404 | 37.7028 | -76.3914 | Solar | 3 | Lancaster | TX #1 | 03 601 | 10/15/2020 | In Service | A | In Service | 6/7/2022
VA20405 | 37.7028 | -76.3914 | Solar | 2 | Lancaster | TX #1 | 03 601 | 10/15/2020 | In Service | A | In Service | 12/12/2022
VA20409 | 38.8625 | -77.7818 | Cancelled | 4 | Middleburg | TX #1 | 47 322 | 10/16/2020 | Cancelled | C | Cancelled
VA20410 | 37.229 | -79.2016 | Cancelled | 5 | Dominion | TX #1 | 66 401 | 10/16/2020 | Cancelled | C | Cancelled
VA20411 | 37.1435 | -78.6396 | Cancelled | 2 | Twitty's Creek | TX #2 | 65 953 | 10/16/2020 | Cancelled | C | Cancelled
VA20412 | 37.1425 | -78.6318 | Cancelled | 5 | Twitty's Creek | TX #2 | 65 953 | 10/16/2020 | Cancelled | C | Cancelled
VA20413 | 37.143 | -78.645 | Cancelled | 4 | Twitty's Creek | TX #2 | 65 953 | 10/16/2020 | Cancelled | C | Cancelled
VA20414 | 37.1456 | -78.6453 | Cancelled | 3 | Twitty's Creek | TX #2 | 65 953 | 10/16/2020 | Cancelled | C | Cancelled
VA20415 | 37.1506 | -78.6354 | Cancelled | 3 | Pamplin | TX #1 | 63 306 | 10/16/2020 | Cancelled | C | Cancelled
VA20416 | 37.9673 | -76.5279 | Cancelled | 3 | Northern Neck | TX #5 | 03 305 | 10/16/2020 | Cancelled | C | Cancelled
VA20417 | 36.6469 | -78.9734 | Cancelled | 4 | Welco | TX #1 | 65 497 | 10/16/2020 | Cancelled | C | Cancelled
VA20418 | 37.9357 | -76.5011 | Cancelled | 1 | Northern Neck | TX #5 | 03 305 | 10/16/2020 | Cancelled | C | Cancelled
VA20419 | 37.9404 | -76.4997 | Cancelled | 1 | Northern Neck | TX #5 | 03 305 | 10/16/2020 | Cancelled | C | Cancelled
VA20420 | 37.1478 | -79.0541 | Cancelled | 1 | Perth | TX #2 | 66 408 | 10/16/2020 | Cancelled | C | Cancelled
VA20421 | 37.1474 | -79.0513 | Cancelled | 2 | Perth | TX #2 | 66 408 | 10/16/2020 | Cancelled | C | Cancelled
VA20422 | 37.4679 | -76.3285 | Cancelled | 1 | Wan | TX #2 | 04 336 | 10/16/2020 | Cancelled | C | Cancelled
VA20423 | 36.9385 | -79.3641 | Solar | 1 | Gretna | TX #1 | 66 520 | 10/16/2020 | In Service | A | In Service | 7/18/2022
VA20424 | 36.9484 | -79.3495 | Solar | 4 | Gretna | TX #1 | 66 NEW | 10/16/2020 | In Service | A | In Service | 8/23/2022
VA20425 | 37.6016 | -76.5508 | Solar | 5 | Harmony Village | TX #4 | 04 308 | 10/16/2020 | Subordinate | A | Active
VA20426 | 37.3654 | -76.5921 | Cancelled | 2 | White Marsh | TX #1 | 04 411 | 10/16/2020 | Cancelled | C | Cancelled
VA20427 | 37.4659 | -78.3097 | Cancelled | 3 | Buckingham | TX #2 | 63 711 | 10/16/2020 | Cancelled | C | Cancelled
VA20428 | 37.4769 | -78.3016 | Cancelled | 4 | Buckingham | TX #2 | 63 711 | 10/16/2020 | Cancelled | C | Cancelled
VA20429 | 36.6275 | -76.9314 | Solar | 5 | West Point | TX #2 | 04 333 | 10/16/2020 | In Construction | A | Active
VA20430 | 37.6266 | -76.9377 | Solar | 5 | West Point | TX #2 | 04 333 | 10/16/2020 | Project A | A | Active
VA20431 | 37.6245 | -76.9409 | Solar | 4 | West Point | TX #2 | 04 333 | 10/16/2020 | Project B | A | Active
VA20432 | 38.1128 | -76.858 | Cancelled | 5 | Westmoreland | TX #1 | 03 315 | 10/16/2020 | Cancelled | C | Cancelled
VA20433 | 37.0135 | -78.5701 | Cancelled | 5 | Twitty's Creek | TX #1 | 65 326 | 10/16/2020 | Cancelled | C | Cancelled
VA20434 | 37.2421 | -78.6706 | Solar | 5 | Pamplin | TX #4 | 63 302 | 10/16/2020 | In Construction | A | Active | 2/17/2023
VA20435 | 37.1438 | -78.6299 | Cancelled | 5 | Twitty's Creek | TX #2 | 65 953 | 10/16/2020 | Cancelled | C | Cancelled
VA20436 | 37.5971 | -76.8761 | Solar | 4 | West Point | TX #2 | 04 333 | 10/16/2020 | Subordinate | A | Active
VA20437 | 38.0995 | -76.8803 | Cancelled | 4 | Westmoreland | TX #1 | 03 315 | 10/16/2020 | Cancelled | C | Cancelled
VA20438 | 38.9258 | -78.4728 | Cancelled | 4 | Strasburg | TX #1 | 84 380 | 10/16/2020 | Cancelled | C | Cancelled
VA20439 | 37.6714 | -76.3799 | Cancelled | 2 | Ocran | TX #1 | 03 624 | 10/16/2020 | Cancelled | C | Cancelled
VA20440 | 37.181 | -79.2041 | Cancelled | 3 | Otter River | TX #1 | 66 510 | 10/16/2020 | Cancelled | C | Cancelled
VA20441 | 37.6289 | -78.9199 | Solar | 5 | West Point | TX #2 | 04 333 | 10/16/2020 | Subordinate | A | Active
VA20443 | 36.7822 | -78.4585 | Cancelled | 3.875 | Chase City | TX #1 | 64 921 | 10/20/2020 | Cancelled | C | Cancelled
VA20444 | 37.2523 | -78.6789 | Cancelled | 1 | Pamplin | TX #1 | 63 306 | 10/20/2020 | Cancelled | C | Cancelled
VA20445 | 37.2523 | -78.6789 | Cancelled | 1 | Pamplin | TX #1 | 65 306 | 10/20/2020 | Cancelled | C | Cancelled
VA20446 | 37.2523 | -78.6789 | Cancelled | 1 | Pamplin | TX #1 | 65 306 | 10/20/2020 | Cancelled | C | Cancelled
VA20447 | 37.5857 | -76.4782 | Solar | 1 | Harmony Village | TX #4 | 04 434 | 10/20/2020 | Subordinate | A | Active
VA20448 | 37.5857 | -76.4782 | Solar | 1 | Harmony Village | TX #4 | 04 434 | 10/20/2020 | Subordinate | A | Active
VA20449 | 37.5857 | -76.4782 | Solar | 1 | Harmony Village | TX #4 | 04 434 | 10/20/2020 | Subordinate | A | Active
VA20450 | 36.7957 | -78.3907 | Cancelled | 13.86 | Chase City | TX #1 | 64 920 | 10/20/2020 | Cancelled | C | Cancelled
VA20454 | 37.5842 | -76.4691 | Solar | 1 | Harmony Village | TX #4 | 04 434 | 10/23/2020 | Subordinate | A | Active
VA20455 | 37.5842 | -76.4691 | Solar | 1 | Harmony Village | TX #4 | 04 434 | 10/23/2020 | Subordinate | A | Active
VA20456 | 37.5842 | -76.4691 | Solar | 1 | Harmony Village | TX #4 | 04 434 | 10/23/2020 | Subordinate | A | Active
VA20457 | 37.89 | -79.2582 | Cancelled | 5 | Fairfield | TX #1 | 85 460 | 10/23/2020 | Cancelled | C | Cancelled
VA20458 | 37.6738 | -78.0847 | Cancelled | 5 | Cartersville | TX #1 | 01 300 | 10/23/2020 | Cancelled | C | Cancelled
VA20459 | 37.2996 | -78.3789 | Solar | 12 | Farmville | TX #3 | 63 310 | 10/23/2020 | In Construction | A | Active | 7/12/2023
VA20460 | 38.6045 | -77.8007 | Cancelled | 12 | Remington | TX #1 | 47 324 | 10/23/2020 | Cancelled | C | Cancelled
VA20461 | 38.6045 | -77.8007 | Cancelled | 5 | Remington | TX #2 | 47 332 | 10/23/2020 | Cancelled | C | Cancelled
VA20462 | 37.6507 | -76.3861 | Solar | 5 | White Stone | TX #1 | 03 631 | 10/23/2020 | In Service | A | In Service | 5/19/2022
VA20463 | 37.3799 | -76.8302 | Cancelled | 3 | Toano | TX #1 | 28 425 | 10/23/2020 | Cancelled | C | Cancelled
VA20464 | 36.7254 | -78.0957 | Cancelled | 2 | South Hill | TX #2 | 64 813 | 10/23/2020 | Cancelled | C | Cancelled
VA20471 | 36.7521 | -78.1356 | Cancelled | 5 | South Hill | TX #1 | 64 811 | 10/30/2020 | Cancelled | C | Cancelled
VA20472 | 37.9601 | -76.7653 | Solar | 5 | Northern Neck | TX #1 | 03 306 | 10/30/2020 | Project A | A | Active |  | System Impact Study
VA20473 | 37.4882 | -77.4581 | Cancelled | 3 | Basin | TX #4 | 05 350 | 10/30/2020 | Cancelled | C | Cancelled
VA20478 | 37.759 | -77.582 | Cancelled | 25 | Mountain Road | TX #2 | 01 480 | 10/30/2020 | Cancelled | C | Cancelled
VA20479 | 38.2578 | -77.2435 | Solar | 1 | Arnolds Corner | TX #1 | 42 340 | 10/30/2020 | Project B | A | Active
VA20480 | 38.2568 | -77.2424 | Solar | 1 | Arnolds Corner | TX #1 | 42 340 | 10/30/2020 | Subordinate | A | Active
VA20481 | 38.2556 | -77.2404 | Solar | 1 | Arnolds Corner | TX #1 | 42 340 | 10/30/2020 | Subordinate | A | Active
VA20482 | 38.2555 | -77.2865 | Solar | 1 | Arnolds Corner | TX #1 | 42 340 | 10/30/2020 | Subordinate | A | Active
VA20483 | 38.2555 | -77.2865 | Solar | 1 | Arnolds Corner | TX #1 | 42 340 | 10/30/2020 | Subordinate | A | Active
VA20484 | 38.2555 | -77.2865 | Solar | 1 | Arnolds Corner | TX #1 | 42 340 | 10/30/2020 | Subordinate | A | Active
VA20485 | 36.7818 | -79.3924 | Cancelled | 4.95 | Banister | TX #2 | 66 400 | 11/5/2020 | Cancelled | C | Cancelled
VA20486 |  |  | Cancelled | 4.95 | Watkins Corner | TX #2 | 26 409 | 11/5/2020 | Cancelled | C | Cancelled
VA20487 | 37.9426 | -76.635 | Cancelled | 5 | Northern Neck | TX #5 | 03 305 | 11/5/2020 | Cancelled | C | Cancelled
VA20488 | 38.2751 | -77.2818 | Cancelled | 5 | Arnolds Corner | TX #1 | 42 340 | 11/5/2020 | Cancelled | C | Cancelled
VA20489 | 37.4685 | -77.7432 | Solar | 5 | Midlothian | TX #1 | 05 440 | 11/5/2020 | In Construction | A | Active | 9/26/2022
VA20490 | 37.3933 | -77.7752 | Solar | 26 | Winterpock | TX #1 | 05 339 | 11/5/2020 | In Construction | A | Active | 7/22/2022
VA20491 |  |  | Cancelled | 15 | Harrisonburg | TX #1 | 85 356 | 11/5/2020 | Cancelled | C | Cancelled
VA20492 | 36.9034 | -76.8871 | Cancelled | 3.975 | Ivor | TX #1 | 26 954 | 11/6/2020 | Cancelled | C | Cancelled
VA20493 | 37.1348 | -79.2628 | Cancelled | 3 | Altavista | TX #5 | 66 502 | 11/6/2020 | Cancelled | C | Cancelled | 7/18/2022
VA20500 | 38.6847 | -77.7637 | Cancelled | 3 | Warrenton | TX #1 | 47 493 | 11/16/2020 | Cancelled | C | Cancelled
VA20501 | 36.6815 | -76.9974 | Cancelled | 3 | Watkins Corner | TX #2 | 26 411 | 11/16/2020 | Cancelled | C | Cancelled
VA20502 | 36.6815 | -76.9974 | Cancelled | 2 | Watkins Corner | TX #2 | 26 411 | 11/16/2020 | Cancelled | C | Cancelled
VA20503 | 36.61 | -76.66 | Cancelled | 2 | Suffolk | TX #9 | 26 343 | 11/16/2020 | Cancelled | C | Cancelled
VA20504 | 36.61 | -76.66 | Cancelled | 1 | Suffolk | TX #9 | 26 343 | 11/16/2020 | Cancelled | C | Cancelled
VA20505 | 36.61 | -76.66 | Cancelled | 5 | Suffolk | TX #9 | 26 343 | 11/16/2020 | Cancelled | C | Cancelled
VA20506 | 38.4058 | -78.9489 | Cancelled | 4 | Dayton | TX #2 | 82 340 | 11/16/2020 | Cancelled | C | Cancelled
VA20507 | 38.1021 | -78.9821 | Solar | 3 | Fishersville | TX #1 | 82 442 | 11/16/2020 | In Construction | A | Active | 12/16/2024
VA20508 | 36.7266 | -78.1119 | Solar | 2 | South Hill | TX #2 | 64 813 | 11/16/2020 | In Construction | A | Active | 5/31/2023
VA20509 | 36.714 | -78.9357 | Cancelled | 15 | South Boston | TX #1 | 65 904 | 11/16/2020 | Cancelled | C | Cancelled
VA20510 | 38.4505 | -77.9 | Cancelled | 20 | Culpeper | TX #2 | 47 374 | 11/16/2020 | Cancelled | C | Cancelled
VA20511 | 37.3933 | -77.7752 | Solar | 26 | Winterpock | TX #3 | 05 414 | 11/16/2020 | In Construction | A | Active | 7/22/2022
VA20512 | 38.3683 | -78.9357 | Cancelled | 4.89 | Dayton | TX #1 | 82 342 | 11/17/2020 | Cancelled | C | Cancelled
VA20513 | 37.3759 | -77.0262 | Solar | 4.89 | Providence Forge | TX #1 | 06 460 | 11/17/2020 | Subordinate | A | Active
VA20514 | 37.3727 | -76.9767 | Solar | 4.89 | Providence Forge | TX #1 | 06 460 | 11/17/2020 | Subordinate | A | Active
VA20515 |  |  | Cancelled | 2.5 | Buchanan | TX #2 | 86 900 | 11/17/2020 | Cancelled | C | Cancelled
VA20516 | 38.2137 | -78.8185 | Cancelled | 3.75 | Grottoes | TX #1 | 82 613 | 11/17/2020 | Cancelled | C | Cancelled
VA20517 | 38.2381 | -78.0993 | Cancelled | 4.455 | Orange | TX #3 | 81 519 | 11/17/2020 | Cancelled | C | Cancelled
VA20518 | 36.8288 | -78.738 | Solar | 5 | Mount Laurel | TX #1 | 65 941 | 11/17/2020 | Project A | A | Active |  | Facilities Study
VA20519 |  |  | Cancelled | 5 | Kinderton | TX #1 | 65 961 | 11/24/2020 | Cancelled | C | Cancelled
VA20520 | 38.2496 | -77.3026 | Solar | 1 | Arnolds Corner | TX #1 | 42 340 | 11/24/2020 | Subordinate | A | Active
VA20521 | 38.2496 | -77.3026 | Solar | 0.5 | Arnolds Corner | TX #1 | 42 340 | 11/24/2020 | Subordinate | A | Active
VA20529 | 37.1875 | -77.5283 | Solar | 5 | Locks | TX #3 | 02 333 | 12/7/2020 | Subordinate | A | Active
VA20530 | 36.6607 | -78.6596 | Cancelled | 4.99 | Clarksville | TX #1 | 65 937 | 12/7/2020 | Cancelled | C | Cancelled
VA20531 | 36.808 | -78.7355 | Solar | 4.99 | Mount Laurel | TX #1 | 65 941 | 12/7/2020 | Subordinate | A | Active
VA20532 | 37.1941 | -77.5975 | Cancelled | 5 | Locks | TX #4 | 02 342 | 12/7/2020 | Cancelled | C | Cancelled
VA20533 | 36.785 | -77.8107 | Cancelled | 3 | Lawrenceville | TX #2 | 64 353 | 12/7/2020 | Cancelled | C | Cancelled
VA20534 | 38.212 | -79.1401 | Cancelled | 5 | West Staunton | TX #2 | 82 438 | 12/7/2020 | Cancelled | C | Cancelled
VA20535 | 37.0238 | -78.9875 | Cancelled | 3 | Perth | TX #1 | 66 404 | 12/7/2020 | Cancelled | C | Cancelled
VA20536 | 37.6758 | -76.4079 | Cancelled | 5 | Ocran | TX #1 | 03 623 | 12/7/2020 | Cancelled | C | Cancelled
VA20537 | 38.0687 | -78.8609 | Cancelled | 4.95 | Dooms 115 kV | TX #1 | 82 406 | 12/7/2020 | Cancelled | C | Cancelled
VA20538 | 36.7309 | -78.1127 | Cancelled | 5 | South Hill | TX #2 | 64 812 | 12/7/2020 | Cancelled | C | Cancelled
VA20539 | 37.2441 | -77.144 | Solar | 5 | Hopewell | TX #7 | 02 313 | 12/7/2020 | In Construction | A | Active | 1/24/2023
VA20540 | 37.2745 | -78.1222 | Cancelled | 1.5 | Jetersville | TX #1 | 63 308 | 12/7/2020 | Cancelled | C | Cancelled
VA20541 | 36.5721 | -76.2476 | Solar | 4 | Hickory | TX #1 | 23 325 | 12/7/2020 | Project A | A | Active
VA20542 | 36.5679 | -76.2396 | Solar | 4 | Hickory | TX #1 | 23 325 | 12/7/2020 | Project B | A | Active
VA20543 | 36.5678 | -76.2408 | Solar | 5 | Hickory | TX #1 | 23 325 | 12/7/2020 | Subordinate | A | Active
VA20545 | 37.1307 | -79.2899 | Cancelled | 3 | Altavista | TX #5 | 66 500 | 12/11/2020 | Cancelled | C | Cancelled
VA20546 | 38.0305 | -77.4166 | Cancelled | 5 | St John's | TX #1 | 42 535 | 12/11/2020 | Cancelled | C | Cancelled
VA20547 | 37.3122 | -77.4736 | Cancelled | 25 | Locks | TX #4 | 02 465 | 12/11/2020 | Cancelled | C | Cancelled
VA20548 | 38.5871 | -77.3077 | Cancelled | 20 | Dumfries | TX #1 | 45_NEW | 12/11/2020 | Cancelled | C | Cancelled
VA20549 | 36.6335 | -76.238 | Solar | 3 | Hickory | TX #1 | 23 325 | 12/11/2020 | Subordinate | A | Active
VA20550 | 36.6135 | -76.2119 | Solar | 3 | Hickory | TX #1 | 23 325 | 12/11/2020 | Subordinate | A | Active
VA20551 | 38.4011 | -78.6494 | Solar | 3 | Merck 5 | TX #3 | 82 330 | 12/11/2020 | In Construction | A | Active | 3/3/2023
VA20552 | 36.9453 | -79.3534 | Cancelled | 2.1 | Gretna | TX #1 | 66 520 | 12/21/2020 | Cancelled | C | Cancelled
VA20553 | 37.4531 | -76.5671 | Cancelled | 4.89 | Wan | TX #2 | 04 334 | 12/21/2020 | Cancelled | C | Cancelled
VA20554 | 37.4581 | -76.5673 | Cancelled | 4.89 | Wan | TX #2 | 04 334 | 12/21/2020 | Cancelled | C | Cancelled
VA20555 | 37.7555 | -78.0571 | Cancelled | 4.89 | Cartersville | TX #1 | 01 300 | 12/21/2020 | Cancelled | C | Cancelled
VA20556 | 37.4924 | -76.4661 | Solar | 4.89 | Harmony Village | TX #4 | 04 304 | 12/21/2020 | Subordinate | A | Active
VA20557 | 37.5335 | -79.6708 | Solar | 4.5 | Buchanan | TX #1 | 86 901 | 12/21/2020 | In Construction | A | Active | 10/31/2023
VA20558 | 37.5636 | -79.6397 | Cancelled | 3.7 | Buchanan | TX #1 | 86 901 | 12/21/2020 | Cancelled | C | Cancelled
VA20559 | 37.6633 | -77.9961 | Cancelled | 4.89 | North Pole | TX #1 | 01 451 | 12/21/2020 | Cancelled | C | Cancelled
VA20560 | 37.2149 | -77.3727 | Solar | 4.89 | Poe | TX #1 | 02 851 | 12/21/2020 | In Construction | A | Active | 3/2/2023
VA20561 | 36.7038 | -77.4842 | Cancelled | 5 | MEC |  |  | 12/21/2020 | Cancelled | C | Cancelled
VA20562 | 37.9922 | -76.6989 | Cancelled | 5 | NNEC |  |  | 12/21/2020 | Cancelled | C | Cancelled
VA20563 | 37.2251 | -78.1515 | Cancelled | 5 | Jetersville | TX #1 | 63 308 | 12/21/2020 | Cancelled | C | Cancelled
VA21013 | 37.2511 | -77.8378 | Cancelled | 3 | Jetersville | TX #1 | 63 308 | 1/8/2021 | Cancelled | C | Cancelled
VA21014 | 36.9446 | -77.4664 | Cancelled | 1.875 | Sapony | TX #2 | 02 332 | 1/8/2021 | Cancelled | C | Cancelled
VA21015 | 36.7192 | -78.4056 | Cancelled | 4.99 | Chase City | TX #1 | 64 920 | 1/8/2021 | Cancelled | C | Cancelled
VA21016 | 38.0207 | -78.6523 | Solar | 1 | Crozet | TX #1 | 81 306 | 1/8/2021 | In Construction | A | Active | 2/23/2023
VA21017 | 38.0207 | -78.6523 | Solar | 1 | Crozet | TX #1 | 81 306 | 1/8/2021 | In Construction | A | Active | 4/28/2023
VA21018 | 38.0207 | -78.6523 | Solar | 1 | Crozet | TX #1 | 81 306 | 1/8/2021 | In Construction | A | Active | 11/13/2023
VA21019 | 36.7811 | -76.539 | Cancelled | 3 | Crittenden | TX #1 | 26 455 | 1/8/2021 | Cancelled | C | Cancelled
VA21020 | 37.4554 | -76.6064 | Cancelled | 3 | Shackleford | TX #1 | 04 303 | 1/8/2021 | Cancelled | C | Cancelled
VA21021 | 36.7802 | -76.2119 | Solar | 2 | Hickory | TX #1 | 26 325 | 1/8/2021 | Subordinate | A | Active
VA21022 | 37.1159 | -77.2131 | Cancelled | 4 |  |  |  | 1/8/2021 | Cancelled | C | Cancelled
VA21023 | 37.0898 | -76.3853 | Battery | 29.12 | Peninsula | TX #1 | 22 NEW | 1/8/2021 | In Construction | A | Active | 7/30/2024
VA21024 | 37.5275 | -76.6773 | Cancelled | 5 | Shackleford | TX #1 | 04 303 | 1/8/2021 | Cancelled | C | Cancelled
VA21025 | 37.5097 | -78.452 | Cancelled | 5 | Buckingham | TX #3 | 63 309 | 1/8/2021 | Cancelled | C | Cancelled
VA21026 | 37.4893 | -78.3399 | Solar | 5 | Buckingham | TX #2 | 63 711 | 1/8/2021 | Project B | A | Active
VA21027 | 37.2692 | -77.5135 | Solar | 2.5 | Locks | TX #4 | 02 465 | 1/8/2021 | In Construction | A | Active | 7/30/2024
VA21028 | 38.0999 | -78.9623 | Solar | 2 | Fishersville | TX #1 | 82 442 | 1/8/2021 | Project A | A | Active |  | All Studies Completed
VA21029 | 37.6598 | -77.2211 | Cancelled | 1 | Old Church | TX #1 | 06 475 | 1/8/2021 | Cancelled | C | Cancelled
VA21030 | 37.6598 | -77.2211 | Solar | 1 | Old Church | TX #1 | 06 475 | 1/8/2021 | Subordinate | A | Active
VA21031 | 37.6598 | -77.2211 | Cancelled | 1 | Old Church | TX #1 | 06 475 | 1/8/2021 | Cancelled | C | Cancelled
VA21036 | 38.1754 | -78.1001 | Cancelled | 4.95 | Orange | TX #1 | 81 390 | 1/14/2021 | Cancelled | C | Cancelled
VA21037 | 37.3329 | -77.0956 | Solar | 5 | Providence Forge | TX #1 | 06 460 | 1/14/2021 | Subordinate | A | Active
VA21038 | 38.6212 | -78.7753 | Cancelled | 5 | Timberville | TX #1 | 84 623 | 1/14/2021 | Cancelled | C | Cancelled
VA21039 | 38.6219 | -78.768 | Cancelled | 5 | Timberville | TX #1 | 84 623 | 1/14/2021 | Cancelled | C | Cancelled
VA21040 | 36.6888 | -76.0351 | Cancelled | 1 | West Landing | TX #1 | 25 485 | 1/14/2021 | Cancelled | C | Cancelled
VA21041 | 36.6888 | -76.0351 | Cancelled | 1 | West Landing | TX #1 | 25 485 | 1/14/2021 | Cancelled | C | Cancelled
VA21042 | 36.6888 | -76.0351 | Solar | 1 | West Landing | TX #1 | 25 485 | 1/14/2021 | Project A | A | Active
VA21043 | 36.7094 | -78.4098 | Cancelled | 3 | Chase City | TX #1 | 64 920 | 1/14/2021 | Cancelled | C | Cancelled
VA21044 | 36.8543 | -78.7286 | Cancelled | 3 | Mount Laurel | TX #1 | 65 941 | 1/14/2021 | Cancelled | C | Cancelled
VA21045 | 38.0342 | -77.3815 | Cancelled | 1 | St John's | TX #1 | 42 535 | 1/14/2021 | Cancelled | C | Cancelled
VA21046 | 38.0342 | -77.3815 | Cancelled | 1 | St John's | TX #1 | 42 535 | 1/14/2021 | Cancelled | C | Cancelled
VA21047 | 38.0342 | -77.3815 | Cancelled | 1 | St John's | TX #1 | 42 535 | 1/14/2021 | Cancelled | C | Cancelled
VA21048 | 36.7072 | -77.0919 | Cancelled | 1 | Watkins Corner | TX #2 | 26 409 | 1/14/2021 | Cancelled | C | Cancelled
VA21049 | 36.7072 | -77.0919 | Cancelled | 1 | Watkins Corner | TX #2 | 26 409 | 1/14/2021 | Cancelled | C | Cancelled
VA21050 | 36.7072 | -77.0919 | Cancelled | 1 | Watkins Corner | TX #2 | 26 409 | 1/14/2021 | Cancelled | C | Cancelled
VA21051 | 36.6103 | -77.5476 | Cancelled | 1 | Trego | TX #1 | 61 831 | 1/14/2021 | Cancelled | C | Cancelled
VA21052 | 36.6103 | -77.5476 | Cancelled | 1 | Trego | TX #1 | 61 831 | 1/14/2021 | Cancelled | C | Cancelled
VA21053 | 36.6103 | -77.5476 | Cancelled | 1 | Trego | TX #1 | 61 831 | 1/14/2021 | Cancelled | C | Cancelled
VA21054 | 37.8914 | -76.3612 | Cancelled | 1 | Northern Neck | TX #5 | 03 305 | 1/14/2021 | Cancelled | C | Cancelled
VA21055 | 37.8914 | -76.3612 | Cancelled | 1 | Northern Neck | TX #5 | 03 305 | 1/14/2021 | Cancelled | C | Cancelled
VA21056 | 37.8914 | -76.3612 | Cancelled | 1 | Northern Neck | TX #5 | 03 305 | 1/14/2021 | Cancelled | C | Cancelled
VA21057 | 37.0252 | -76.6495 | Cancelled | 1 | Poolesville | TX #1 | 26 469 | 1/14/2021 | Cancelled | C | Cancelled | 6/6/2024
VA21058 | 37.0252 | -76.6495 | Cancelled | 1 | Poolesville | TX #1 | 26 469 | 1/14/2021 | Cancelled | C | Cancelled
VA21059 | 37.0252 | -76.6495 | Cancelled | 1 | Poolesville | TX #1 | 26 469 | 1/14/2021 | Cancelled | C | Cancelled
VA21061 | 36.6772 | -76.6256 | Cancelled | 1 | Suffolk | TX #9 | 26 343 | 1/14/2021 | Cancelled | C | Cancelled
VA21062 | 36.6772 | -76.6256 | Cancelled | 2 | Suffolk | TX #9 | 26 343 | 1/14/2021 | Cancelled | C | Cancelled
VA21063 | 36.6772 | -76.6256 | Cancelled | 5 | Suffolk | TX #9 | 26 343 | 1/14/2021 | Cancelled | C | Cancelled
VA21065 | 36.7141 | -78.9221 | Solar | 4.95 | South Boston | TX #2 | 65 903 | 1/28/2021 | In Service | A | In Service | 4/17/2023
VA21066 | 38.1779 | -76.9701 | Solar | 4.995 | Oak Grove | TX #1 | 42 332 | 1/28/2021 | In Construction | A | Active | 1/10/2024
VA21067 | 36.6795 | -76.7854 | Cancelled | 5 | Holland | TX #1 | 26 980 | 1/28/2021 | Cancelled | C | Cancelled
VA21068 | 36.7266 | -78.1119 | Solar | 2 | South Hill | TX #2 | 64 813 | 1/28/2021 | Project A | A | Active |  | Facilities Study
VA21069 | 36.6185 | -76.5876 | Cancelled | 20 | Suffolk | TX #9 | 26 343 | 1/28/2021 | Cancelled | C | Cancelled
VA21070 | 36.6172 | -76.5785 | Cancelled | 20 | Suffolk | TX #9 | 26 343 | 1/28/2021 | Cancelled | C | Cancelled
VA21071 | 37.4196 | -76.9013 | Cancelled | 1 | Lanexa | TX #1 | 28 761 | 1/28/2021 | Cancelled | C | Cancelled
VA21072 | 37.4196 | -76.9013 | Solar | 1 | Lanexa | TX #1 | 28 761 | 1/28/2021 | Project A | A | Active |  | System Impact Study
VA21073 | 37.4196 | -76.9013 | Solar | 1 | Lanexa | TX #1 | 28 761 | 1/28/2021 | Subordinate | A | Active
VA21074 | 36.6901 | -76.1899 | Cancelled | 20 | Fentress | TX #2 | 23 499 | 1/28/2021 | Cancelled | C | Cancelled
VA21075 | 36.7735 | -76.69 | Solar | 2.4 | Myrtle | TX #1 | 26 406 | 1/28/2021 | Project A | A | Active |  | System Impact Study
VA21076 | 38.2536 | -77.9971 | Cancelled | 6 | Orange | TX #3 | 81 519 | 1/28/2021 | Cancelled | C | Cancelled
VA21077 | 38.2537 | -77.9701 | Cancelled | 3 | Orange | TX #3 | 81 519 | 1/28/2021 | Cancelled | C | Cancelled
VA21078 | 38.0105 | -77.3722 | Cancelled | 6 | St John's | TX #1 | 42 535 | 1/28/2021 | Cancelled | C | Cancelled
VA21079 | 38.0151 | -77.373 | Cancelled | 3 | St John's | TX #1 | 42 535 | 1/28/2021 | Cancelled | C | Cancelled
VA21080 | 36.7521 | -78.1356 | Solar | 3 | South Hill | TX #1 | 64 811 | 1/28/2021 | Project B | A | Active
VA21081 | 37.8815 | -76.3372 | Cancelled | 1 | Lancaster | TX #2 | 03 304 | 1/28/2021 | Cancelled | C | Cancelled
VA21082 | 37.8815 | -76.3372 | Cancelled | 1 | Lancaster | TX #2 | 03 304 | 1/28/2021 | Cancelled | C | Cancelled
VA21083 | 37.8815 | -76.3372 | Cancelled | 1 | Lancaster | TX #2 | 03 304 | 1/28/2021 | Cancelled | C | Cancelled
VA21084 | 37.8687 | -76.3497 | Cancelled | 1 | Lancaster | TX #2 | 03 304 | 1/28/2021 | Cancelled | C | Cancelled
VA21085 | 37.8815 | -76.3372 | Cancelled | 1 | Lancaster | TX #2 | 03 304 | 1/28/2021 | Cancelled | C | Cancelled
VA21086 | 37.8815 | -76.3372 | Cancelled | 1 | Lancaster | TX #2 | 03 304 | 1/28/2021 | Cancelled | C | Cancelled
VA21087 | 38.0737 | -76.6557 | Solar | 1 | Westmoreland | TX #1 | 03 315 | 1/28/2021 | In Construction | A | Active
VA21088 | 38.0737 | -76.6557 | Cancelled | 1 | Westmoreland | TX #1 | 03 315 | 1/28/2021 | Cancelled | C | Cancelled
VA21089 | 38.0737 | -76.6557 | Cancelled | 0.75 | Westmoreland | TX #1 | 03 315 | 1/28/2021 | Cancelled | C | Cancelled
VA21090 | 36.9277 | -76.98 | Cancelled | 1 | Wakefield | TX #1 | 26 827 | 1/28/2021 | Cancelled | C | Cancelled
VA21091 | 36.9277 | -76.98 | Cancelled | 1 | Wakefield | TX #1 | 02 827 | 1/28/2021 | Cancelled | C | Cancelled
VA21092 | 36.9277 | -76.98 | Cancelled | 1 | Wakefield | TX #1 | 02 827 | 1/28/2021 | Cancelled | C | Cancelled
VA21093 | 36.7066 | -76.8103 | Cancelled | 5 | Holland | TX #1 | 26 980 | 1/28/2021 | Cancelled | C | Cancelled
VA21094 | 37.119 | -78.0355 | Cancelled | 5 | Crewe | TX #1 | 63 601 | 1/28/2021 | Cancelled | C | Cancelled
VA21095 | 37.1822 | -78.19 | Solar | 5 | Flat Creek | TX #1 | 63 608 | 1/28/2021 | Project A | A | Active |  | Facilities Study
VA21096 | 37.3872 | -77.6769 | Cancelled | 5 | Rockville | TX #1 | 01 438 | 1/28/2021 | Cancelled | C | Cancelled
VA21097 | 37.3872 | -77.6769 | Cancelled | 5 | Rockville | TX #1 | 01 438 | 1/28/2021 | Cancelled | C | Cancelled
VA21098 | 37.0994 | -79.3103 | Solar | 3 | Otter River | TX #2 | 66 508 | 1/28/2021 | In Construction | A | Active | 6/22/2022
VA21099 | 37.0994 | -79.3103 | Solar | 3 | Otter River | TX #2 | 66 508 | 1/28/2021 | In Construction | A | Active | 3/16/2023
VA21100 | 37.1352 | -79.2667 | Cancelled | 3 | Altavista | TX #5 | 66 502 | 1/28/2021 | Cancelled | C | Cancelled
VA21101 | 37.1352 | -79.2667 | Cancelled | 1 | Altavista | TX #5 | 66 502 | 1/28/2021 | Cancelled | C | Cancelled
VA21102 | 37.8577 | -76.8212 | Solar | 4 | Dunnsville | TX #1 | 03 350 | 1/28/2021 | Subordinate | A | Active
VA21103 | 37.0946 | -76.7267 | Cancelled | 5 | Poolesville | TX #1 | 26 470 | 1/28/2021 | Cancelled | C | Cancelled
VA21104 | 37.1318 | -76.8429 | Solar | 3.875 | Poolesville | TX #1 | 26 470 | 1/28/2021 | Project A | A | Active |  | Facilities Study
VA21105 | 37.0034 | -79.0146 | Cancelled | 4.5 | Perth | TX #2 | 66 4YY | 1/28/2021 | Cancelled | C | Cancelled
VA21106 |  |  | Cancelled | 5 | In Coop | Co-op | Co-op | 1/28/2021 | Cancelled | C | Cancelled
VA21107 |  |  | Cancelled | 5 | Perth | TX #1 | 66 404 | 1/28/2021 | Cancelled | C | Cancelled
VA21108 | 37.5331 | -78.3508 | Solar | 5 | Buckingham | TX #1 | 63 427 | 1/28/2021 | Subordinate | A | Active
VA21109 | 37.0039 | -79.0079 | Cancelled | 4.995 | Perth | TX #1 | 66 404 | 1/28/2021 | Cancelled | C | Cancelled
VA21113 | 36.6889 | -76.0351 | Solar | 5 | West Landing | TX #1 | 25 485 | 1/29/2021 | Project B | A | Active
VA21114 | 36.6889 | -76.0351 | Battery | 15 | West Landing | TX #1 | 25 485 | 1/29/2021 | Subordinate | A | Active
VA21115 | 36.6889 | -76.0351 | Cancelled | 3 | West Landing | TX #2 | 25 487 | 1/29/2021 | Cancelled | C | Cancelled
VA21116 | 36.6889 | -76.0351 | Cancelled | 5 | West Landing | TX #2 | 25 487 | 1/29/2021 | Cancelled | C | Cancelled
VA21117 | 36.6889 | -76.0351 | Cancelled | 25 | West Landing | TX #2 | 25 487 | 1/29/2021 | Cancelled | C | Cancelled
VA21118 | 36.6029 | -78.5706 | Cancelled | 3 | Kinderton | TX #1 | 65 961 | 1/29/2021 | Cancelled | C | Cancelled
VA21119 | 36.6851 | -78.3904 | Cancelled | 3 | Chase City | TX #1 | 64 920 | 1/29/2021 | Cancelled | C | Cancelled
VA21121 | 37.1159 | -77.2131 | Cancelled | 4 | Disputanata | TX #1 | 02 860 | 2/3/2021 | Cancelled | C | Cancelled
VA21124 | 36.7284 | -78.1134 | Solar | 5 | South Hill | TX #2 | 64 813 | 2/3/2021 | Subordinate | A | Active
VA21125 | 36.9453 | -79.3534 | Cancelled | 2.25 | Gretna | TX #1 | 66 520 | 2/3/2021 | Cancelled | C | Cancelled
VA21126 | 36.71 | -78.971 | Solar | 5 | Sinai | TX #2 | 65 913 | 2/3/2021 | In Construction | A | Active | 12/20/2022
VA21127 | 38.0631 | -78.7646 | Cancelled | 4.95 | Dooms 115 kV | TX #1 | 81 406 | 2/3/2021 | Cancelled | C | Cancelled
VA21133 | 37.4734 | -77.2998 | Cancelled | 4.8 | Turner | TX #1 | 06 347 | 2/16/2021 | Cancelled | C | Cancelled
VA21134 |  |  | Cancelled | 3 | In Coop | Co-op | Co-op | 2/16/2021 | Cancelled | C | Cancelled
VA21135 | 36.8199 | -76.5792 | Cancelled | 15 | Kings Fork | TX #2 | 26 475 | 2/16/2021 | Cancelled | C | Cancelled
VA21136 | 36.7647 | -76.7168 | Solar | 3 | Myrtle | TX #1 | 26 405 | 2/16/2021 | Project B | A | Active
VA21137 | 37.6441 | -76.3538 | Cancelled | 3 | Ocran | TX #1 | 03 624 | 2/16/2021 | Cancelled | C | Cancelled
VA21138 | 36.6367 | -76.226 | Solar | 2.988 | Hickory | TX #1 | 23 356 | 2/16/2021 | Subordinate | A | Active
VA21139 | 36.6368 | -76.226 | Solar | 2.656 | Hickory | TX #1 | 23 356 | 2/16/2021 | Subordinate | A | Active
VA21140 | 37.2801 | -76.4236 | Cancelled | 2 | Hayes | TX #1 | 04 395 | 2/16/2021 | Cancelled | C | Cancelled
VA21141 | 37.2801 | -76.4236 | Cancelled | 0.66 | Hayes | TX #1 | 04 395 | 2/16/2021 | Cancelled | C | Cancelled
VA21142 | 37.4285 | -77.8514 | Cancelled | 39.2 | Culpeper | TX #2 | 47 374 | 2/16/2021 | Cancelled | C | Cancelled
VA21143 | 37.9524 | -76.5783 | Solar | 5 | Northern Neck | TX #5 | 03 305 | 2/16/2021 | Project A | A | Active |  | Facilities Study
VA21144 | 38.088 | -78.9571 | Solar | 3 | Fishersville | TX #2 | 82 443 | 2/16/2021 | In Construction | A | Active | 1/8/2025
VA21145 | 38.0247 | -79.0358 | Cancelled | 3 | Stuarts Draft | TX #1 | 82 431 | 2/16/2021 | Cancelled | C | Cancelled
VA21146 | 37.6883 | -77.6838 | Cancelled | 2 | Rockville | TX #1 | 01 438 | 2/16/2021 | Cancelled | C | Cancelled
VA21147 | 37.4164 | -78.864 | Cancelled | 5 | South Creek | TX #2 | 63 311 | 2/16/2021 | Cancelled | C | Cancelled
VA21148 | 36.7402 | -78.7095 | Cancelled | 5 | Dryburg | TX #1 | 65 942 | 2/16/2021 | Cancelled | C | Cancelled
VA21149 | 36.7463 | -78.7069 | Cancelled | 5 | Dryburg | TX #1 | 65 942 | 2/16/2021 | Cancelled | C | Cancelled
VA21150 |  |  | Cancelled | 5 | In Coop | Co-op | Co-op | 2/16/2021 | Cancelled | C | Cancelled
VA21151 | 36.7292 | -78.9818 | Solar | 4.995 | Sinai | TX #2 | 65 913 | 2/16/2021 | In Construction | A | Active | 1/4/2024
VA21152 | 37.9484 | -76.7093 | Battery | 9 | Northern Neck | TX #1 | 03 New | 2/16/2021 | Project B | A | Active
VA21153 | 37.9484 | -76.7093 | Battery | 14 | Northern Neck | TBD | 03 New | 2/16/2021 | Subordinate | A | Active
VA21157 | 36.5757 | -77.2185 | Cancelled | 3 | Boykins | TX #1 | 61 300 | 2/22/2021 | Cancelled | C | Cancelled
VA21158 | 36.5757 | -77.2185 | Cancelled | 1 | Boykins | TX #1 | 61 300 | 2/22/2021 | Cancelled | C | Cancelled
VA21159 | 36.5757 | -77.2185 | Cancelled | 1 | Boykins | TX #1 | 61 300 | 2/22/2021 | Cancelled | C | Cancelled
VA21160 | 36.604 | -77.2147 | Cancelled | 3 | Boykins | TX #1 | 61 300 | 2/22/2021 | Cancelled | C | Cancelled
VA21161 | 36.6853 | -76.7695 | Cancelled | 20 | Watkins Corner | TX #1 | 26 NEW | 2/22/2021 | Cancelled | C | Cancelled
VA21162 | 37.0305 | -77.1141 | Cancelled | 3 | Waverly | TX #1 | 02 847 | 2/22/2021 | Cancelled | C | Cancelled
VA21163 | 37.0717 | -79.2627 | Cancelled | 3 | Otter River | TX #1 | 66 509 | 2/22/2021 | Cancelled | C | Cancelled
VA21164 | 37.1033 | -79.2885 | Cancelled | 3 | Otter River | TX #1 | 66 509 | 2/22/2021 | Cancelled | C | Cancelled
VA21165 | 37.468 | -77.115 | Cancelled | 5 | Providence Forge | TX #1 | 06 461 | 2/22/2021 | Cancelled | C | Cancelled
VA21166 | 37.6901 | -77.6854 | Cancelled | 5 | Rockville | TX #1 | 01 438 | 2/22/2021 | Cancelled | C | Cancelled
VA21167 | 36.745 | -78.9925 | Cancelled | 5 | Sinai | TX #2 | 65 913 | 2/22/2021 | Cancelled | C | Cancelled
VA21168 | 37.2971 | -76.5112 | Cancelled | 3 | Hayes | TX #2 | 04 396 | 2/22/2021 | Cancelled | C | Cancelled
VA21171 | 36.6853 | -76.7695 | Cancelled | 2.49 | Holland | TX #1 | 26 980 | 3/1/2021 | Cancelled | C | Cancelled
VA21172 | 37.1157 | -77.6524 | Cancelled | 10 | Locks | TX #3 | 02 333 | 3/1/2021 | Cancelled | C | Cancelled
VA21173 | 37.1875 | -77.5283 | Solar | 3 | Locks | TX #3 | 02 333 | 3/1/2021 | Subordinate | A | Active
VA21174 | 36.6382 | -79.0092 | Cancelled | 5 | Welco | TX #1 | 65 497 | 3/1/2021 | Cancelled | C | Cancelled
VA21175 | 36.6067 | -77.2093 | Cancelled | 1 | Boykins | TX #1 | 61 300 | 3/1/2021 | Cancelled | C | Cancelled
VA21186 | 36.6649 | -76.1965 | Solar | 5 | Fentress | TX #2 | 23 499 | 3/8/2021 | In Construction | A | Active | 1/30/2023
VA21187 | 36.6649 | -76.1965 | Cancelled | 5 | Fentress | TX #2 | 23 499 | 3/8/2021 | Cancelled | C | Cancelled
VA21188 | 37.4559 | -77.088 | Solar | 3 | Providence Forge | TX #1 | 06 461 | 3/8/2021 | Subordinate | A | Active
VA21189 | 37.4559 | -77.088 | Solar | 2 | Providence Forge | TX #1 | 06 461 | 3/8/2021 | Subordinate | A | Active
VA21190 | 37.4974 | -76.8612 | Cancelled | 3 | Correctional | TX #1 | 28 428 | 3/8/2021 | Cancelled | C | Cancelled
VA21191 | 37.4974 | -76.8412 | Cancelled | 2 | Correctional | TX #1 | 28 428 | 3/8/2021 | Cancelled | C | Cancelled
VA21192 | 38.2245 | -77.0033 | Solar | 4.8 | Oak Grove | TX #2 | 42 386 | 3/8/2021 | In Construction | A | Active | 4/25/2025
VA21193 | 37.5812 | -76.4615 | Solar | 5 | Harmony Village | TX #4 | 04 434 | 3/8/2021 | Subordinate | A | Active
VA21194 | 36.6103 | -77.5476 | Cancelled | 3 | Trego | TX #1 | 61 831 | 3/8/2021 | Cancelled | C | Cancelled
VA21195 | 36.7072 | -77.0919 | Cancelled | 3 | Watkins Corner | TX #2 | 26 409 | 3/8/2021 | Cancelled | C | Cancelled
VA21196 | 36.887 | -76.696 | Solar | 3 | Smithfield | TX #1 | 26 448 | 3/8/2021 | In Construction | A | Active | 5/1/2024
VA21197 | 36.9277 | -76.98 | Cancelled | 3 | Wakefield | TX #1 | 02 827 | 3/8/2021 | Cancelled | C | Cancelled
VA21198 | 36.9277 | -76.98 | Cancelled | 5 | Wakefield | TX #1 | 02 827 | 3/8/2021 | Cancelled | C | Cancelled
VA21199 | 37.3565 | -77.9354 | Cancelled | 3 | Jetersville | TX #1 | 63 308 | 3/8/2021 | Cancelled | C | Cancelled
VA21200 | 37.3328 | -77.9988 | Cancelled | 3 | Jetersville | TX #1 | 63 308 | 3/8/2021 | Cancelled | C | Cancelled
VA21201 | 38.2594 | -77.4132 | Solar | 3 | Fredericksburg | TX #6 | 42 311 | 3/8/2021 | In Construction | A | Active | 12/16/2024
VA21202 | 37.8185 | -79.7469 | Cancelled | 3 | Clifton Forge | TX #6 | 86 816 | 3/8/2021 | Cancelled | C | Cancelled
VA21203 | 36.768 | -78.9177 | Cancelled | 3 | Sinai | TX #2 | 65 912 | 3/8/2021 | Cancelled | C | Cancelled
VA21204 | 36.8122 | -76.2578 | Cancelled | 2.8 | South Norfolk | TX #3 | 23 465 | 3/8/2021 | Cancelled | C | Cancelled
VA21205 | 36.812 | -76.2537 | Cancelled | 3 | South Norfolk | TX #3 | 23 465 | 3/8/2021 | Cancelled | C | Cancelled
VA21206 | 36.811 | -76.2496 | Cancelled | 0.8 | South Norfolk | TX #3 | 23 465 | 3/8/2021 | Cancelled | C | Cancelled
VA21207 | 37.4151 | -77.3515 | Cancelled | 3 | Turner | TX #2 | 06 316 | 3/8/2021 | Cancelled | C | Cancelled
VA21208 | 38.3619 | -77.4726 | Cancelled | 3 | Cranes Corner | TX #2 | 42 407 | 3/8/2021 | Cancelled | C | Cancelled
VA21209 | 37.9185 | -78.5456 | Cancelled | 3 | Sherwood | TX #1 | 81 368 | 3/8/2021 | Cancelled | C | Cancelled
VA21210 | 37.4958 | -78.3764 | Solar | 3 | Buckingham | TX #3 | 63 309 | 3/8/2021 | Project B | A | Active
VA21211 | 36.7297 | -78.7191 | Cancelled | 3 | Dryburg | TX #1 | 65 942 | 3/8/2021 | Cancelled | C | Cancelled
VA21212 | 36.7313 | -78.7228 | Cancelled | 3 | Dryburg | TX #1 | 65 942 | 3/8/2021 | Cancelled | C | Cancelled
VA21213 | 37.3345 | -77.9998 | Cancelled | 3 | Jetersville | TX #1 | 63 308 | 3/8/2021 | Cancelled | C | Cancelled
VA21214 | 36.9113 | -78.9762 | Cancelled | 3 | Perth | TX #1 | 66 404 | 3/8/2021 | Cancelled | C | Cancelled
VA21231 | 36.6233 | -76.6529 | Solar | 5 | Suffolk | TX #9 | 26 343 | 3/27/2021 | Project A | A | Active |  | Facilities Study
VA21232 | 36.6233 | -76.6529 | Cancelled | 5 | Suffolk | TX #9 | 26 343 | 3/27/2021 | Cancelled | C | Cancelled
VA21233 | 37.4266 | -78.3447 | Solar | 3 | Buckingham | TX #2 | 63 711 | 3/27/2021 | Subordinate | A | Active
VA21234 | 37.4126 | -76.0416 | Solar | 5 | Providence Forge | TX #1 | 06 460 | 3/27/2021 | Subordinate | A | Active
VA21235 | 37.0613 | -77.9819 | Cancelled | 13 | Fort Pickett | TX # NEW | 63 NEW | 3/27/2021 | Cancelled | C | Cancelled
VA21236 | 37.9494 | -76.1292 | Battery | 10 | Northern Neck | TX #1 | 03 New | 3/27/2021 | Subordinate | A | Active
VA21237 | 38.2434 | -78.8146 | Cancelled | 15 | Grottoes | TX #1 | 82 NEW | 3/27/2021 | Cancelled | C | Cancelled
VA21238 | 38.174 | -76.971 | Solar | 3 | Oak Grove | TX #1 | 42 332 | 3/27/2021 | In Construction | A | Active | 12/9/2024
VA21239 | 36.7251 | -78.1583 | Solar | 3 | South Hill | TX #2 | 64 892 | 3/27/2021 | Subordinate | A | Active
VA21240 | 38.5468 | -77.7842 | Cancelled | 3 | Remington | TX #2 | 47 332 | 3/27/2021 | Cancelled | C | Cancelled
VA21241 | 36.914 | -76.6959 | Solar | 3 | Smithfield | TX #1 | 26 448 | 3/27/2021 | In Construction | A | Active | 7/8/2024
VA21242 | 37.6235 | -79.5121 | Cancelled | 5 | Glasgow | TX #2 | 85 883 | 3/27/2021 | Cancelled | C | Cancelled
VA21243 | 38.0629 | -78.8647 | Solar | 4.455 | Dooms 115 kV | TX #2 | 82 405 | 3/27/2021 | In Construction | A | Active | 5/1/2024
VA21244 | 38.5147 | -77.7255 | Cancelled | 20 | Remington | TX #2 | 47 399 | 3/27/2021 | Cancelled | C | Cancelled
VA21245 | 37.0441 | -78.4968 | Cancelled | 5 | Twitty's Creek | TX #1 | 65 326 | 3/27/2021 | Cancelled | C | Cancelled
VA21246 | 36.8175 | -78.7143 | Solar | 5 | Mount Laurel | TX #1 | 65 941 | 3/27/2021 | Subordinate | A | Active
VA21247 | 37.0229 | -78.4744 | Cancelled | 5 | Twitty's Creek | TX #1 | 65 326 | 3/27/2021 | Cancelled | C | Cancelled
VA21248 | 36.734 | -78.9643 | Cancelled | 5 | Sinai | TX #1 | 65 911 | 3/27/2021 | Cancelled | C | Cancelled
VA21249 | 36.8583 | -78.7885 | Solar | 5 | Mount Laurel | TX #1 | 65 940 | 3/27/2021 | Subordinate | A | Active
VA21250 | 37.2137 | -78.1544 | Cancelled | 5 | Jetersville | TX #1 | 63 308 | 3/27/2021 | Cancelled | C | Cancelled
VA21251 |  |  | Cancelled | 5 | In Coop | Co-op | Co-op | 3/27/2021 | Cancelled | C | Cancelled
VA21252 | 38.114 | -78.397 | Cancelled | 4.95 | Hollymead | TX #1 | 81 383 | 3/27/2021 | Cancelled | C | Cancelled
VA21253 | 36.8551 | -76.7519 | Cancelled | 1 | Smithfield | TX #1 | 26 448 | 3/27/2021 | Cancelled | C | Cancelled
VA21254 | 36.8551 | -76.7519 | Cancelled | 2 | Smithfield | TX #1 | 26 448 | 3/27/2021 | Cancelled | C | Cancelled
VA21255 | 36.8551 | -76.7519 | Cancelled | 5 | Smithfield | TX #1 | 26 448 | 3/27/2021 | Cancelled | C | Cancelled
VA21256 | 38.5543 | -77.7833 | Cancelled | 12 | Remington | TX #1 | 47 324 | 3/27/2021 | Cancelled | C | Cancelled
VA21257 | 38.5442 | -77.7621 | Cancelled | 18 | Remington | TX #2 | 47 332 | 3/27/2021 | Cancelled | C | Cancelled
VA21260 | 37.5662 | -78.5344 | Solar | 5 | Buckingham | TX #3 | 63 309 | 4/3/2021 | Subordinate | A | Active
VA21261 | 37.1791 | -78.1102 | Cancelled | 5 | Crewe | TX #1 | 63 601 | 4/3/2021 | Cancelled | C | Cancelled
VA21262 | 36.8979 | -76.565 | Cancelled | 2.5 | Benns Church | TX #2 | 26 392 | 4/3/2021 | Cancelled | C | Cancelled
VA21263 | 36.9455 | -79.3624 | Cancelled | 7 | Gretna | TX #1 | 66 520 | 4/3/2021 | Cancelled | C | Cancelled
VA21264 | 36.717 | -78.9252 | Cancelled | 4.95 | South Boston | TX #2 | 65 903 | 4/3/2021 | Cancelled | C | Cancelled
VA21265 | 36.7765 | -76.6321 | Solar | 4.99 | Kings Fork | TX #2 | 26 473 | 4/3/2021 | In Construction | A | Active | 6/6/2024
VA21266 | 37.7665 | -76.4306 | Cancelled | 3 | Lancaster | TX #3 | 03 367 | 4/11/2021 | Cancelled | C | Cancelled
VA21267 | 37.7672 | -76.4321 | Cancelled | 5 | Lancaster | TX #3 | 03 367 | 4/11/2021 | Cancelled | C | Cancelled
VA21268 | 38.2479 | -77.0368 | Cancelled | 5 | Oak Grove | TX #1 | 42 334 | 4/11/2021 | Cancelled | C | Cancelled
VA21269 | 36.8377 | -78.7464 | Solar | 5 | Mount Laurel | TX #1 | 65 940 | 4/11/2021 | Subordinate | A | Active
VA21270 | 36.815 | -78.747 | Solar | 5 | Mount Laurel | TX #1 | 65 940 | 4/11/2021 | Subordinate | A | Active
VA21271 | 37.5923 | -77.1384 | Cancelled | 1 | Northeast | TX #6 | 06 301 | 4/11/2021 | Cancelled | C | Cancelled
VA21272 | 37.5923 | -77.1384 | Cancelled | 2 | Northeast | TX #6 | 06 301 | 4/11/2021 | Cancelled | C | Cancelled
VA21273 | 37.5923 | -77.1384 | Cancelled | 5 | Northeast | TX #6 | 06 301 | 4/11/2021 | Cancelled | C | Cancelled
VA21274 | 38.0867 | -79.3525 | Cancelled | 3 | Craigsville | TX #1 | 85 303 | 4/11/2021 | Cancelled | C | Cancelled
VA21275 | 37.14 | -79.2941 | Cancelled | 3 | Altavista | TX #5 | 66 500 | 4/14/2021 | Cancelled | C | Cancelled
VA21276 | 37.8718 | -76.3518 | Solar | 3 | Lancaster | TX #2 | 03 304 | 4/14/2021 | In Construction | A | Active | 5/1/2024
VA21277 | 37.8815 | -76.3372 | Cancelled | 3 | Lancaster | TX #2 | 03 304 | 4/14/2021 | Cancelled | C | Cancelled
VA21278 | 38.2224 | -77.0018 | Cancelled | 2 | Oak Grove | TX #1 | 42 334 | 4/14/2021 | Cancelled | C | Cancelled
VA21279 | 38.1301 | -79.0483 | Cancelled | 4.95 | Staunton | TX #5 | 82 401 | 4/14/2021 | Cancelled | C | Cancelled
VA21280 |  |  | Cancelled | 4.95 | Wakefield | TX #2 | 02 301 | 4/14/2021 | Cancelled | C | Cancelled
VA21281 | 36.6801 | -76.0201 | Cancelled | 3 | West Landing | TX #2 | 25 487 | 4/14/2021 | Cancelled | C | Cancelled
VA21282 | 36.8708 | -76.5532 | Cancelled | 3 | Crittenden | TX #1 | 26 456 | 4/14/2021 | Cancelled | C | Cancelled
VA21283 | 37.0069 | -78.221 | Cancelled | 3 | Victoria | TX #1 | 64 606 | 4/14/2021 | Cancelled | C | Cancelled
VA21284 | 37.427 | -77.1521 | Cancelled | 3 | Chickahominy | TX #3 | 06 449 | 4/14/2021 | Cancelled | C | Cancelled
VA21290 | 36.6706 | -76.583 | Cancelled | 2.375 | Suffolk | TX #6 | 26 960 | 5/3/2021 | Cancelled | C | Cancelled
VA21291 | 36.5757 | -77.2185 | Cancelled | 3 | Boykins | TX #1 | 61 300 | 5/3/2021 | Cancelled | C | Cancelled
VA21292 | 36.7151 | -78.8798 | Cancelled | 8.5 | Reedy Creek | TX #1 | 65 319 | 5/3/2021 | Cancelled | C | Cancelled
VA21293 | 37.639 | -76.3751 | Cancelled | 3 | White Stone | TX #1 | 03 631 | 5/3/2021 | Cancelled | C | Cancelled
VA21294 | 36.8109 | -76.576 | Cancelled | 3 | Kings Fork | TX #2 | 26 475 | 5/3/2021 | Cancelled | C | Cancelled
VA21295 | 36.9721 | -78.1364 | Cancelled | 5 | Kenbridge | TX #1 | 64 650 | 5/3/2021 | Cancelled | C | Cancelled
VA21296 | 38.0734 | -78.1227 | Cancelled | 5 | Louisa | TX #1 | 81 376 | 5/3/2021 | Cancelled | C | Cancelled
VA21297 | 38.3676 | -77.4821 | Solar | 3 | Cranes Corner | TX #2 | 42 407 | 5/3/2021 | In Construction | A | Active | 11/15/2023
VA21298 | 37.363 | -76.766 | Cancelled | 3.75 | Lightfoot | TX #2 | 26 438 | 5/3/2021 | Cancelled | C | Cancelled | 3/20/2023
VA21299 | 37.363 | -76.766 | Cancelled | 5 | Lightfoot | TX #1 | 26 436 | 5/3/2021 | Cancelled | C | Cancelled
VA21300 | 38.4075 | -78.9324 | Cancelled | 3 | Dayton | TX #1 | 82 341 | 5/3/2021 | Cancelled | C | Cancelled
VA21301 | 36.6217 | -78.6212 | Cancelled | 5 | Clarksville | TX #1 | 65 937 | 5/3/2021 | Cancelled | C | Cancelled
VA21302 | 37.9037 | -79.2433 | Cancelled | 5 | Fairfield | TX #1 | 85 460 | 5/3/2021 | Cancelled | C | Cancelled
VA21303 | 38.4921 | -78.8481 | Cancelled | 15 | Harrisonburg | TX #1 | 82 356 | 5/3/2021 | Cancelled | C | Cancelled
VA21304 | 37.1576 | -76.5799 | Nat. Gas | 3.6 | Ft. Eustis | TX#PVT |  | 5/3/2021 | Project A | A | Active |  | All Studies Completed
VA21305 | 38.879 | -78.552 | Cancelled | 20 | Edinburg | TX #2 | 84 348 | 5/3/2021 | Cancelled | C | Cancelled
VA21306 | 37.7672 | -76.4321 | Cancelled | 2 | Lancaster | TX #3 | 03 367 | 5/3/2021 | Cancelled | C | Cancelled
VA21318 | 36.8854 | -76.6926 | Cancelled | 5 | Smithfield | TX #1 | 26 448 | 5/19/2021 | Cancelled | C | Cancelled
VA21319 | 38.5543 | -77.7833 | Solar | 14 | Remington | TX #1 | 47 324 | 5/19/2021 | In Construction | A | Active | 1/7/2025
VA21320 | 37.456 | -76.843 | Cancelled | 1 | Correctional | TX #1 | 28 429 | 5/19/2021 | Cancelled | C | Cancelled
VA21321 | 37.456 | -76.843 | Cancelled | 2 | Correctional | TX #1 | 28 429 | 5/19/2021 | Cancelled | C | Cancelled
VA21322 | 37.6601 | -77.7456 | Cancelled | 25 | North Pole | TX #1 | 01 492 | 5/19/2021 | Cancelled | C | Cancelled
VA21323 | 37.14 | -79.2941 | Cancelled | 1 | Altavista | TX #5 | 66 500 | 5/19/2021 | Cancelled | C | Cancelled
VA21324 | 38.1406 | -79.0906 | Cancelled | 4.95 | Staunton | TX #2 | 82 400 | 5/19/2021 | Cancelled | C | Cancelled
VA21325 |  |  | Cancelled | 4.95 | Poe | TX #4 | 02 355 | 5/19/2021 | Cancelled | C | Cancelled
VA21326 | 37.0222 | -76.6365 | Solar | 3 | Poolesville | TX #1 | 26 469 | 5/19/2021 | Project B | A | Active
VA21327 | 37.0222 | -76.6365 | Solar | 5 | Poolesville | TX #1 | 26 469 | 5/19/2021 | Subordinate | A | Active
VA21328 | 38.6108 | -77.7112 | Cancelled | 3 | Nokesville | TX #1 | 47 393 | 5/19/2021 | Cancelled | C | Cancelled
VA21329 | 36.9231 | -76.9756 | Cancelled | 3 | Wakefield | TX #1 | 02 827 | 5/19/2021 | Cancelled | C | Cancelled
VA21330 | 37.7633 | -76.3645 | Cancelled | 3 | Lancaster | TX #2 | 03 304 | 5/19/2021 | Cancelled | C | Cancelled
VA21331 | 37.6012 | -77.1765 | Solar | 5 | Northeast | TX #5 | 06 301 | 5/19/2021 | In Construction | A | Active | 10/31/2023
VA21332 | 36.9297 | -76.5556 | Cancelled | 5 | Benns Church | TX #2 | 26 391 | 5/19/2021 | Cancelled | C | Cancelled
VA21333 | 36.9308 | -76.985 | Cancelled | 5 | Wakefield | TX #1 | 02 827 | 5/19/2021 | Cancelled | C | Cancelled
VA21334 | 38.6599 | -77.6371 | Cancelled | 5 |  |  |  | 5/19/2021 | Cancelled | C | Cancelled
VA21335 | 38.6142 | -77.7133 | Cancelled | 5 | Nokesville | TX #1 | 47 393 | 5/19/2021 | Cancelled | C | Cancelled
VA21336 | 38.5466 | -77.7531 | Cancelled | 5 | Remington | TX #2 | 47 332 | 5/19/2021 | Cancelled | C | Cancelled
VA21337 | 37.3016 | -78.0889 | Cancelled | 5 | Jetersville | TX #1 | 63 308 | 5/19/2021 | Cancelled | C | Cancelled
VA21338 | 37.0642 | -79.3558 | Cancelled | 5 | Otter River | TX #2 | 66 508 | 5/19/2021 | Cancelled | C | Cancelled
VA21339 | 36.6088 | -78.585 | Cancelled | 5 | Kinderton | TX #1 | 65 961 | 5/19/2021 | Cancelled | C | Cancelled
VA21340 | 37.6884 | -76.3765 | Cancelled | 3 | Ocran | TX #1 | 03 624 | 5/19/2021 | Cancelled | C | Cancelled
VA21344 | 37.583 | -77.241 | Solar | 5 | Northeast | TX #5 | 06 301 | 5/26/2021 | In Construction | A | Active | 1/25/2024
VA21345 | 36.9295 | -76.9824 | Cancelled | 3.5 | Wakefield | TX #1 | 02 827 | 5/26/2021 | Cancelled | C | Cancelled
VA21346 | 39.6847 | -77.7637 | Cancelled | 3 | Warrenton | TX #1 | 47 493 | 5/26/2021 | Cancelled | C | Cancelled
VA21347 | 36.8128 | -76.5807 | Cancelled | 3 | Kings Fork | TX #2 | 26 475 | 5/26/2021 | Cancelled | C | Cancelled
VA21348 | 36.8128 | -76.5807 | Cancelled | 0 | Kings Fork | TX #2 | 26 475 | 5/26/2021 | Cancelled | C | Cancelled
VA21352 | 36.7053 | -76.7943 | Cancelled | 5 | Holland | TX #1 | 26 980 | 6/4/2021 | Cancelled | C | Cancelled
VA21353 | 36.7055 | -76.7934 | Cancelled | 5 | Holland | TX #1 | 26 980 | 6/4/2021 | Cancelled | C | Cancelled
VA21354 | 37.0263 | -79.2987 | Cancelled | 5 | Gretna | TX #1 | 66 520 | 6/4/2021 | Cancelled | C | Cancelled
VA21355 | 37.5488 | -78.5603 | Solar | 3 | Buckingham | TX #3 | 63 309 | 6/4/2021 | Subordinate | A | Active
VA21356 | 36.6375 | -76.9503 | Cancelled | 15 | Watkins Corner | TX #2 | 26 407 | 6/4/2021 | Cancelled | C | Cancelled
VA21357 | 36.9449 | -77.4741 | Cancelled | 20 | Sapony | TX #1 NEW | 02 New | 6/4/2021 | Cancelled | C | Cancelled
VA21358 | 37.046 | -76.8909 | Cancelled | 20 | Wakefield | TX #2 | 26 301 | 6/4/2021 | Cancelled | C | Cancelled
VA21359 | 38.3505 | -77.4764 | Solar | 4.999 | Cranes Corner | TX #1 | 42 766 | 6/4/2021 | In Construction | A | Active | 9/21/2023
VA21360 | 36.6083 | -77.5568 | Cancelled | 5 | Skippers | TX #NEW | 61 NEW | 6/4/2021 | Cancelled | C | Cancelled
VA21361 | 38.5869 | -77.3075 | Cancelled | 20 | Dumfries | TX # 1 | 45 680 | 6/4/2021 | Cancelled | C | Cancelled
VA21362 |  |  | Cancelled | 2 | Louisa | TX #1 | 81 376 | 6/4/2021 | Cancelled | C | Cancelled
VA21363 | 37.2796 | -76.4215 | Cancelled | 3 | Hayes | TX #1 | 04 395 | 6/4/2021 | Cancelled | C | Cancelled
VA21364 | 37.2796 | -76.4215 | Cancelled | 2 | Hayes | TX #1 | 04 395 | 6/4/2021 | Cancelled | C | Cancelled
VA21366 | 37.4682 | -77.2598 | Cancelled | 5 | Turner | TX #1 | 06 347 | 6/10/2021 | Cancelled | C | Cancelled
VA21367 | 36.6649 | -76.1965 | Cancelled | 2 | Fentress | TX #2 | 23 499 | 6/10/2021 | Cancelled | C | Cancelled
VA21368 | 36.6649 | -76.1965 | Cancelled | 3 | Fentress | TX #2 | 23 499 | 6/10/2021 | Cancelled | C | Cancelled
VA21369 | 37.2031 | -79.2033 | Cancelled | 0.06 | Dominion | TX #1 | 66 401 | 6/10/2021 | Cancelled | C | Cancelled
VA21370 | 37.5989 | -79.5953 | Cancelled | 5 | Buchanan | TX #1 | 86 901 | 6/10/2021 | Cancelled | C | Cancelled
VA21371 | 37.5253 | -76.6863 | Cancelled | 4 | Shackleford | TX #1 | 04 303 | 6/10/2021 | Cancelled | C | Cancelled
VA21372 | 36.6341 | -76.2072 | Solar | 3 | Hickory | TX #1 | 23 325 | 6/10/2021 | Subordinate | A | Active
VA21382 | 37.25 | -77.4331 | Solar | 4.95 | Harvell | TX #1 | 02 804 | 6/22/2021 | In Construction | A | Active | 1/17/2025
VA21383 | 36.7082 | -78.0023 | Cancelled | 5 | Brodnax | TX #1 | 64 817 | 6/22/2021 | Cancelled | C | Cancelled
VA21384 | 36.7118 | -78.0241 | Cancelled | 5 | Brodnax | TX #1 | 64 817 | 6/22/2021 | Cancelled | C | Cancelled
VA21385 | 38.495 | -77.9421 | Cancelled | 5 | Culpeper | TX #1 | 47 374 | 6/22/2021 | Cancelled | C | Cancelled
VA21386 | 37.5069 | -77.7327 | Cancelled | 5 | Midlothian | TX #5 | 05323 | 6/22/2021 | Cancelled | C | Cancelled
VA21387 | 38.5497 | -77.7892 | Cancelled | 2 | Remington | TX #1 or #2 | 324/332 | 6/22/2021 | Cancelled | C | Cancelled
VA21388 | 38.2912 | -78.7877 | Cancelled | 3 | Grottoes | TX #1 | 82 612 | 6/22/2021 | Cancelled | C | Cancelled
VA21389 | 36.9789 | -78.2394 | Cancelled | 3 | Victoria | TX #1 | 64 607 | 6/22/2021 | Cancelled | C | Cancelled
VA21390 | 37.1058 | -79.3054 | Solar | 2 | Otter River | TX #2 | 66 508 | 6/22/2021 | In Construction | A | Active | 3/10/2025
VA21391 | 36.7183 | -78.9411 | Cancelled | 5 | South Boston | TX #1 | 65 904 | 6/22/2021 | Cancelled | C | Cancelled
VA21392 |  |  | Cancelled | 5 | In Coop | Co-op | Co-op | 6/22/2021 | Cancelled | C | Cancelled
VA21401 | 37.1022 | -77.3567 | Cancelled | 1.65 | Poe | TX #4 | 02 355 | 7/2/2021 | Cancelled | C | Cancelled
VA21402 | 36.6843 | -78.9918 | Solar | 4 | Sinai | TX #2 | 65 913 | 7/2/2021 | Project B | A | Active
VA21403 | 37.5874 | -78.4108 | Solar | 4 | Buckingham | TX #1 | 63 427 | 7/2/2021 | Subordinate | A | Active
VA21404 | 37.6873 | -78.3202 | Cancelled | 4.5 | Bremo | TX #5 | 63 320 | 7/2/2021 | Cancelled | C | Cancelled
VA21405 | 36.7048 | -78.0426 | Cancelled | 5 | Brodnax | TX #1 | 64 817 | 7/2/2021 | Cancelled | C | Cancelled
VA21406 | 36.6885 | -77.5721 | Cancelled | 3 | Emporia | TX #1 | 61 707 | 7/2/2021 | Cancelled | C | Cancelled
VA21407 | 38.0233 | -79.0198 | Cancelled | 3 | Stuarts Draft | TX #1 | 82 431 | 7/2/2021 | Cancelled | C | Cancelled
VA21408 | 38.1097 | -76.8548 | Cancelled | 2.94 | Westmoreland | TX #1 | 03 315 | 7/2/2021 | Cancelled | C | Cancelled
VA21410 | 36.5901 | -77.1886 | Cancelled | 2.26 | Boykins | TX #1 | 61 300 | 7/2/2021 | Cancelled | C | Cancelled
VA21411 | 36.7107 | -76.5643 | Solar | 3 | Suffolk | TX #6 | 26 350 | 7/2/2021 | In Construction | A | Active | 8/14/2024
VA21412 | 36.9203 | -77.159 | Cancelled | 5 | Waverly | TX #2 | 02 845 | 7/2/2021 | Cancelled | C | Cancelled
VA21413 | 37.2003 | -77.42 | Cancelled | 1 | Locks | TX #1 | 02 801 | 7/2/2021 | Cancelled | C | Cancelled
VA21420 | 36.7644 | -79.4149 | Cancelled | 5 | Banister | TX #2 | 66 400 | 7/7/2021 | Cancelled | C | Cancelled
VA21421 |  |  | Battery | 0.24 | Walney | TX #1 | 43 663 | 7/19/2021 | In Service | A | In Service | 2/4/2022
VA21422 | 36.9605 | -77.7298 | Cancelled | 1.88 | Mckenny | TX #1 | 02 875 | 7/19/2021 | Cancelled | C | Cancelled
VA21423 | 37.0208 | -77.1018 | Cancelled | 17.5 | Waverly | TX New | 02 NEW | 7/19/2021 | Cancelled | C | Cancelled
VA21424 | 37.0208 | -77.1018 | Cancelled | 2.75 | Waverly | TX New | 02 NEW | 7/19/2021 | Cancelled | C | Cancelled
VA21425 | 37.5789 | -78.3594 | Solar | 5 | Buckingham | TX #1 | 63 427 | 7/19/2021 | Subordinate | A | Active
VA21426 | 38.2045 | -77.1608 | Solar | 5 | Arnolds Corner | TX #1 | 42 342 | 7/19/2021 | Subordinate | A | Active
VA21427 | 37.6008 | -76.5168 | Solar | 1 | Harmony Village | TX #4 | 04 308 | 7/19/2021 | Subordinate | A | Active
VA21428 | 37.6008 | -76.5168 | Solar | 1 | Harmony Village | TX #4 | 04 308 | 7/19/2021 | Subordinate | A | Active
VA21429 | 37.6008 | -76.5168 | Solar | 1 | Harmony Village | TX #4 | 04 308 | 7/19/2021 | Subordinate | A | Active
VA21430 | 37.2801 | -78.625 | Cancelled | 1 | Pamplin | TX #4 | 63 302 | 7/19/2021 | Cancelled | C | Cancelled
VA21431 | 37.2801 | -78.625 | Cancelled | 1 | Pamplin | TX #4 | 63 302 | 7/19/2021 | Cancelled | C | Cancelled
VA21432 | 37.2801 | -78.625 | Cancelled | 1 | Pamplin | TX #4 | 63 302 | 7/19/2021 | Cancelled | C | Cancelled
VA21433 | 37.8468 | -76.9236 | Solar | 5 | Dunnsville | TX #1 | 03 350 | 7/19/2021 | Subordinate | A | Active
VA21436 | 36.8468 | -77.4345 | Cancelled | 3 | Jarratt | TX #4 | 02 365 | 7/21/2021 | Cancelled | C | Cancelled
VA21437 | 36.8468 | -77.4345 | Cancelled | 2 | Jarratt | TX #4 | 02 365 | 7/21/2021 | Cancelled | C | Cancelled
VA21438 | 38.6965 | -77.5754 | Cancelled | 3.3 | Nokesville | TX #1 | 47 392 | 7/21/2021 | Cancelled | C | Cancelled
VA21439 | 37.7782 | -77.1091 | Solar | 3.3 | Dunnsville | TX #1 | 03 350 | 7/21/2021 | Subordinate | A | Active
VA21440 | 37.1288 | -79.2243 | Cancelled | 6.6 | Otter River | TX #1 | 66 510 | 7/21/2021 | Cancelled | C | Cancelled
VA21441 | 36.7951 | -76.0238 | Battery | 0.24 | Pendleton | TX #1 | 25 364 | 7/21/2021 | In Service | A | In Service | 2/4/2022
VA21442 | 39.0146 | -77.4006 | Cancelled | 0.24 | Sterling Park | TX #4 | 44 700 | 7/21/2021 | Cancelled | C | Cancelled | 2/4/2022
VA21443 |  |  | Battery | 0.24 | Gainesville | TX #1 | 47 380 | 7/21/2021 | In Service | A | In Service | 12/28/2021
VA21444 | 36.7564 | -76.2703 | Battery | 0.24 | Dozier | TX #1 | 23 715 | 7/21/2021 | In Service | A | In Service | 2/4/2022
VA21445 | 37.0047 | -76.4115 | Battery | 0.24 | Copeland Park | TX #1 | 22 337 | 7/21/2021 | In Service | A | In Service | 5/19/2022
VA21446 | 36.7872 | -79.409 | Battery | 0.24 | Banister | TX #2 | 66 400 | 7/21/2021 | In Service | A | In Service | 1/14/2025
VA21447 | 37.3384 | -76.8042 | Battery | 0.24 | Lightfoot | TX #1 | 28 436 | 7/21/2021 | In Service | A | In Service | 11/7/2022
VA21448 | 38.8071 | -77.0897 | Battery | 0.24 | Jefferson St. | TX #1 | 41 362 | 7/21/2021 | In Service | A | In Service | 2/4/2022
VA21449 | 38.1111 | -78.1761 | Cancelled | 5 | Somerset | TX #1 | 81 303 | 7/26/2021 | Cancelled | C | Cancelled
VA21450 | 38.1135 | -78.1795 | Cancelled | 5 | Somerset | TX #1 | 81 303 | 7/26/2021 | Cancelled | C | Cancelled
VA21451 | 38.4339 | -77.8609 | Cancelled | 26 | Culpeper | TX #2 | 47 374 | 7/26/2021 | Cancelled | C | Cancelled
VA21452 | 36.8494 | -77.429 | Cancelled | 3 | Jarratt | TX #4 | 02 365 | 7/26/2021 | Cancelled | C | Cancelled
VA21453 | 36.8494 | -77.429 | Cancelled | 2 | Jarratt | TX #4 | 02 365 | 7/26/2021 | Cancelled | C | Cancelled
VA21454 | 36.8235 | -77.4815 | Cancelled | 3 | Jarratt | TX #4 | 02 365 | 7/26/2021 | Cancelled | C | Cancelled
VA21455 | 36.6844 | -76.0236 | Cancelled | 2 | West Landing | TX #2 | 25 487 | 7/26/2021 | Cancelled | C | Cancelled
VA21456 | 37.0144 | -77.6756 | Cancelled | 2 | Sapony | TX #1 | 02 331 | 7/26/2021 | Cancelled | C | Cancelled
VA21457 | 39.2827 | -77.7245 | Cancelled | 3 | Millville | First Energy | 48 718 | 7/26/2021 | Cancelled | C | Cancelled
VA21458 | 36.602 | -78.568 | Cancelled | 3 | Kinderton | TX #1 | 65 961 | 7/26/2021 | Cancelled | C | Cancelled
VA21459 | 37.5051 | -76.6771 | Solar | 20 | Shackleford | TX #1 | 04 303 | 7/26/2021 | In Construction | A | Active | 10/10/2024
VA21461 | 36.6262 | -78.5655 | Battery | 5 | Clarksville | TX #1 | 65 NEW | 7/28/2021 | Project A | A | Active |  | On Hold Pending Agreement
VA21462 | 38.0936 | -78.9573 | Cancelled | 3 | Fishersville | TX #2 | 82 443 | 7/28/2021 | Cancelled | C | Cancelled
VA21463 | 36.7008 | -78.9133 | Cancelled | 5 | South Boston | TX #2 | 65 903 | 7/28/2021 | Cancelled | C | Cancelled
VA21466 | 36.9583 | -76.6592 | Cancelled | 3 | Smithfield | TX #1 | 26 448 | 8/2/2021 | Cancelled | C | Cancelled
VA21467 | 36.7008 | -78.9133 | Cancelled | 5 | South Boston | TX #2 | 65 903 | 8/2/2021 | Cancelled | C | Cancelled
VA21468 | 36.6262 | -78.5655 | Battery | 5 | Clarksville | TX #1 | 65 937 | 8/2/2021 | Project B | A | Active
VA21470 | 38.5398 | -77.7756 | Cancelled | 10.625 | Remington | TX #1 | 47 New | 8/2/2021 | Cancelled | C | Cancelled
VA21474 | 36.7683 | -79.3906 | Cancelled | 5 | Banister | TX #2 | 66 400 | 8/9/2021 | Cancelled | C | Cancelled
VA21475 | 36.7883 | -79.4042 | Solar | 5 | Banister | TX #2 | 66 400 | 8/9/2021 | Project B | A | Active
VA21476 | 38.4571 | -78.0456 | Cancelled | 3 | Culpeper | TX #1 | 47 363 | 8/9/2021 | Cancelled | C | Cancelled
VA21477 | 36.7367 | -78.9147 | Solar | 4 | Sinai | TX #2 | 65 912 | 8/9/2021 | Subordinate | A | Active
VA21478 | 36.6513 | -76.5801 | Solar | 3 | Suffolk | TX #6 | 26 350 | 8/9/2021 | Project A | A | Active |  | System Impact Study
VA21479 | 36.8723 | -76.6027 | Solar | 4 | Benns Church | TX #2 | 26 392 | 8/9/2021 | Project A | A | Active |  | All Studies Completed
VA21480 | 37.2811 | -78.4093 | Cancelled | 4.95 | Farmville | TX #3 | 63 310 | 8/9/2021 | Cancelled | C | Cancelled
VA21481 | 37.0994 | -79.3103 | Cancelled | 8 | Otter River | TX #2 | 66 508 | 8/9/2021 | Cancelled | C | Cancelled
VA21482 |  |  | Diesel | 4.5 | Colony | TX #3 | 22 432 | 8/9/2021 | In Construction | A | Active | 3/15/2023
VA21483 | 37.7619 | -76.4557 | Solar | 3 | Lancaster | TX #3 | 03 367 | 8/9/2021 | In Construction | A | Active | 2/21/2024
VA21484 | 36.8665 | -76.8297 | Cancelled | 4 | Ivor | TX #1 | 26 953 | 8/11/2021 | Cancelled | C | Cancelled
VA21485 | 36.6962 | -77.9984 | Cancelled | 8.75 | Brodnax | TX #1 | 64 817 | 8/11/2021 | Cancelled | C | Cancelled
VA21486 | 37.8555 | -76.2997 | Cancelled | 5 | Lancaster | TX #2 | 03 304 | 8/11/2021 | Cancelled | C | Cancelled
VA21487 | 36.6649 | -76.1965 | Solar | 3 | Fentress | TX #2 | 23 499 | 8/11/2021 | Project B | A | Active
VA21489 | 36.631 | -76.178 | Solar | 20 | Hickory | TX #1 | 23 356 | 8/16/2021 | Subordinate | A | Active
VA21490 | 37.824 | -76.801 | Solar | 20 | Dunnsville | TX #1 | 03 350 | 8/16/2021 | Subordinate | A | Active
VA21491 | 37.039 | -77.6585 | Solar | 20 | Sapony | TX #1 | 02 331 | 8/16/2021 | Project A | A | Active |  | Facilities Study
VA21492 | 36.6001 | -77.1935 | Cancelled | 20 | Boykins | TX #1 | 61 300 | 8/16/2021 | Cancelled | C | Cancelled
VA21494 | 37.0019 | -78.2122 | Cancelled | 3 | Victoria | TX #1 | 64 606 | 8/16/2021 | Cancelled | C | Cancelled
VA21495 | 37.0019 | -78.2122 | Cancelled | 2 | Victoria | TX #1 | 64 606 | 8/16/2021 | Cancelled | C | Cancelled
VA21496 | 36.6538 | -76.9516 | Cancelled | 3 | Watkins Corner | TX #2 | 26 411 | 8/16/2021 | Cancelled | C | Cancelled
VA21497 | 37.7472 | -77.4714 | Battery | 10 | Hanover | TX #2 | 01 385 | 8/16/2021 | Subordinate | A | Active
VA21498 | 37.7502 | -77.4715 | Cancelled | 10 | Hanover | TX #2 | 01 385 | 8/16/2021 | Cancelled | C | Cancelled
VA21499 | 37.7574 | -80.0009 | Cancelled | 5 | Covington | TX #3 | 86 820 | 8/18/2021 | Cancelled | C | Cancelled
VA21500 | 37.4673 | -77.4673 | Solar | 5 | Midlothian | TX #1 | 05 440 | 8/18/2021 | In Construction | A | Active | 4/4/2024
VA21501 | 36.8453 | -77.9102 | Solar | 3 | Lawrenceville | TX #2 | 64 353 | 8/18/2021 | In Construction | A | Active | 10/28/2022
VA21502 | 37.2527 | -77.4414 | Cancelled | 4.95 | Harvell | TX #1 | 02 804 | 8/18/2021 | Cancelled | C | Cancelled
VA21503 | 36.7017 | -77.1064 | Cancelled | 0 | Watkins Corner | TX #2 | 26 409 | 8/18/2021 | Cancelled | C | Cancelled
VA21505 | 37.705 | -77.4875 | Cancelled | 20 | Elmont | TX #3 | 01 New | 8/25/2021 | Cancelled | C | Cancelled
VA21506 | 37.3381 | -78.9224 | Cancelled | 5 | South Creek | TX #2 | 63 311 | 8/25/2021 | Cancelled | C | Cancelled
VA21507 | 37.9578 | -78.4037 | Solar | 3 | Mount Eagle | TX #1 | 81 350 | 8/25/2021 | In Construction | A | Active | 4/25/2024
VA21508 | 37.231 | -77.0522 | Cancelled | 4 | Hopewell | TX #7 | 02 313 | 8/25/2021 | Cancelled | C | Cancelled
VA21509 | 38.1189 | -78.986 | Battery | 0.24 | Fishersville | TX #1 | 82 442 | 8/25/2021 | In Service | A | In Service | 12/12/2024
VA21510 |  |  | Battery | 0.24 | Louisa | TX #1 | 81 375 | 8/25/2021 | In Service | A | In Service | 1/5/2024
VA21511 | 37.5909 | -76.499 | Battery | 0.24 | Harmony Village | TX #4 | 04 308 | 8/25/2021 | In Service | A | In Service | 1/16/2025
VA21512 |  |  | Battery | 0.24 | Waynesboro | TX #1 | 82 452 | 8/25/2021 | In Service | A | In Service | 2/4/2022
VA21513 | 37.3566 | -77.0762 | Battery | 0.24 | Providence Forge | TX #1 | 06 460 | 8/25/2021 | In Construction | A | Active | 3/18/2025
VA21514 | 37.4651 | -77.5279 | Battery | 0.24 | Hull Street | TX #2 | 05 310 | 8/25/2021 | In Service | A | In Service | 2/17/2023
VA21515 |  |  | Cancelled | 4.95 | Third St. | TX #1 | 82 645 | 8/30/2021 | Cancelled | C | Cancelled
VA21516 | 36.7232 | -78.899 | Solar | 4.8 | South Boston | TX #1 | 65 902 | 8/30/2021 | Project A | A | Active |  | SGIA Sent to IC
VA21517 | 36.7842 | -78.9298 | Solar | 4.95 | Sinai | TX #2 | 65 912 | 8/30/2021 | Subordinate | A | Active
VA21518 | 38.2957 | -78.8215 | Solar | 4.99 | Grottoes | TX #1 | 82 612 | 8/30/2021 | Project A | A | Active |  | SGIA Sent to IC
VA21519 | 36.9943 | -78.5833 | Cancelled | 5 | Central | TX #1 | 65 950 | 8/30/2021 | Cancelled | C | Cancelled
VA21520 | 36.5466 | -77.5039 | Cancelled | 3 | Pleasant Hill | TX #1 | 61 844 | 8/30/2021 | Cancelled | C | Cancelled
VA21521 | 37.3482 | -78.9334 | Cancelled | 10.7 | South Creek | TX #2 | 63 311 | 8/30/2021 | Cancelled | C | Cancelled
VA21522 | 37.4251 | -77.2995 | Cancelled | 18 | Turner | TX #2 | 06 316 | 8/30/2021 | Cancelled | C | Cancelled
VA21524 | 37.994 | -79.8263 | Cancelled | 5 | Goshen | TX #1 | 86 | 9/3/2021 | Cancelled | C | Cancelled
VA21525 | 38.2105 | -78.8939 | Cancelled | 2 | Dooms 115 kV | TX #2 | 82 409 | 9/3/2021 | Cancelled | C | Cancelled
VA21526 | 36.6192 | 76.6436 | Cancelled | 5 | Suffolk | TX #9 | 26 343 | 9/3/2021 | Cancelled | C | Cancelled
VA21527 | 37.4026 | -76.8188 | Cancelled | 10 | Toano | TX #2 | 28 426 | 9/3/2021 | Cancelled | C | Cancelled
VA21528 | 37.4026 | -76.8188 | Cancelled | 3 | Toano | TX #2 | 26 426 | 9/3/2021 | Cancelled | C | Cancelled
VA21529 | 37.4026 | -76.8188 | Solar | 5 | Toano | TX #2 | 28 426 | 9/3/2021 | In Construction | A | Active
VA21530 | 38.4014 | -78.807 | Cancelled | 5 | Harrisonburg | TX #2 | 82 355 | 9/3/2021 | Cancelled | C | Cancelled
VA21531 | 37.579 | -77.9377 | Cancelled | 15 | Powhatan | TX #2 | 05 NEW | 9/3/2021 | Cancelled | C | Cancelled
VA21535 | 36.6235 | -77.1285 | Cancelled | 8.5 | Boykins | TX #1 | 61 300 | 9/10/2021 | Cancelled | C | Cancelled
VA21536 | 36.9327 | -77.0045 | Cancelled | 12.5 | Wakefield | TX #1 | 02 827 | 9/10/2021 | Cancelled | C | Cancelled
VA21537 | 37.5051 | -76.6771 | Solar | 4.98 | Shackleford | TX #1 | 04 NEW | 9/10/2021 | Project A | A | Active |  | System Impact Study
VA21538 | 37.5051 | -76.6771 | Solar | 4.98 | Shackleford | TX #1 | 04 303 | 9/10/2021 | Project B | A | Active
VA21539 | 37.5051 | -76.6771 | Solar | 4.98 | Shackleford | TX #1 | 04 303 | 9/10/2021 | Subordinate | A | Active
VA21540 | 37.5561 | -76.3665 | Solar | 20 | Harmony Village | TX #4 | 04 434 | 9/10/2021 | Subordinate | A | Active
VA21541 | 37.7028 | -76.3914 | Cancelled | 2 | Lancaster | TX #1 | 03 601 | 9/10/2021 | Cancelled | C | Cancelled
VA21542 | 38.1919 | -79.0494 | Cancelled | 1 | West Staunton | TX #1 | 82 437 | 9/10/2021 | Cancelled | C | Cancelled
VA21543 | 37.4282 | -77.3542 | Cancelled | 3 | Turner | TX #2 | 06 316 | 9/16/2021 | Cancelled | C | Cancelled
VA21545 | 37.8565 | -79.315 | Cancelled | 4.05 | Rockbridge | TX #3 | 85 872 | 9/21/2021 | Cancelled | C | Cancelled
VA21546 | 38.8433 | -78.5428 | Solar | 1.5 | Edinburg | TX #1 | 84 345 | 9/21/2021 | In Construction | A | Active | 6/14/2023
VA21547 | 38.2122 | -77.0049 | Cancelled | 3 | Oak Grove | TX #2 | 42 386 | 9/21/2021 | Cancelled | C | Cancelled
VA21548 | 37.8251 | -76.8018 | Cancelled | 3 | Dunnsville | TX #1 | 03 350 | 9/21/2021 | Cancelled | C | Cancelled
VA21549 | 37.8096 | -76.7908 | Cancelled | 3 | Dunnsville | TX #1 | 03 350 | 9/21/2021 | Cancelled | C | Cancelled
VA21550 | 37.8098 | -76.7911 | Cancelled | 2 | Dunnsville | TX #1 | 03 350 | 9/21/2021 | Cancelled | C | Cancelled
VA21551 | 36.8665 | -76.8297 | Cancelled | 3 | Ivor | TX #1 | 26 953 | 9/21/2021 | Cancelled | C | Cancelled
VA21552 | 37.2033 | -76.6035 | Cancelled | 22.35 | Lebanon | TX #2 | 22 NEW | 9/21/2021 | Cancelled | C | Cancelled
VA21553 | 37.6821 | -76.6805 | Solar | 3 | Harmony Village | TX #4 | 04 308 | 9/21/2021 | Subordinate | A | Active
VA21554 | 36.9567 | -79.3438 | Cancelled | 3 | Gretna | TX #1 | 66 520 | 9/21/2021 | Cancelled | C | Cancelled
VA21555 | 36.9222 | -77.32 | Solar | 5 | Sapony | TX #2 | 02 332 | 9/28/2021 | Project B | A | Active
VA21556 | 37.6674 | -78.1185 | Cancelled | 8 | Cartersville | TX #1 | 01 301 | 9/28/2021 | Cancelled | C | Cancelled
VA21557 | 36.736 | -78.9321 | Cancelled | 0 | Sinai | TX #1 | 65 911 | 9/28/2021 | Cancelled | C | Cancelled
VA21558 | 37.5123 | -76.8445 | Cancelled | 3 | Correctional | TX #1 | 28 428 | 9/28/2021 | Cancelled | C | Cancelled
VA21559 | 37.3482 | -78.9334 | Cancelled | 5 | South Creek | TX #2 | 63 311 | 9/28/2021 | Cancelled | C | Cancelled
VA21561 | 38.8433 | -78.5428 | Solar | 1.5 | Edinburg | TX #1 | 84 345 | 9/30/2021 | In Construction | A | Active | 7/24/2023
VA21562 | 36.7399 | -78.1587 | Cancelled | 3 | South Hill | TX #2 | 64 892 | 9/30/2021 | Cancelled | C | Cancelled
VA21563 | 36.7399 | -78.1587 | Cancelled | 2 | South Hill | TX #2 | 64 892 | 9/30/2021 | Cancelled | C | Cancelled
VA21564 | 37.4389 | -76.4846 | Solar | 5 | Wan | TX #2 | 04 336 | 9/30/2021 | Project A | A | Active
VA21568 | 37.0528 | -76.9236 | Cancelled | 5 | Wakefield | TX #2 | 26 301 | 10/4/2021 | Cancelled | C | Cancelled
VA21571 | 36.6098 | -78.9345 | Cancelled | 2 | Welco | TX #1 | 65 497 | 10/7/2021 | Cancelled | C | Cancelled
VA21572 | 37.1767 | -78.8654 | Cancelled | 5 | Dooms 115 kV | TX #2 | 82 409 | 10/7/2021 | Cancelled | C | Cancelled
VA21576 | 37.2947 | -77.2809 | Battery | 20 | Hopewell | TX #2 | 02 CXX | 10/12/2021 | Project A | A | Active |  | Facilities Study
VA21577 | 37.2947 | -77.2809 | Battery | 20 | Hopewell | TBD | 02 New | 10/12/2021 | Project B | A | Active |  | Facilities Study
VA21578 | 37.2947 | -77.2809 | Battery | 10 | Hopewell | TBD | 02 New | 10/12/2021 | Subordinate | A | Active
VA21579 | 38.1303 | -78.2057 | Cancelled | 5 | Somerset | TX #1 | 81 303 | 10/12/2021 | Cancelled | C | Cancelled
VA21594 | 37.8195 | -76.8312 | Cancelled | 20 | Dunnsville | TX #2 | 03 413 | 10/20/2021 | Cancelled | C | Cancelled
VA21595 | 36.8453 | -77.9102 | Cancelled | 2.4 | Lawrenceville | TX #2 | 64 353 | 10/20/2021 | Cancelled | C | Cancelled
VA21596 | 37.891 | -79.2888 | Cancelled | 5 | Fairfield | TX #1 | 85 4XX | 10/20/2021 | Cancelled | C | Cancelled
VA21600 | 38.1874 | -78.8623 | Solar | 5 | Dooms 115 kV | TX #2 | 82 409 | 10/26/2021 | Project A | A | Active |  | All Studies Completed
VA21601 | 36.7676 | -76.0734 | Cancelled | 20 | Landstown | TX #3 | 25 361 | 10/26/2021 | Cancelled | C | Cancelled
VA21602 | 36.7676 | -76.0734 | Cancelled | 20 | Landstown | TX #4 | 25 371 | 10/26/2021 | Cancelled | C | Cancelled
VA21603 | 37.0172 | -77.125 | Cancelled | 5 | Waverly | TX #2 | 02 845 | 10/26/2021 | Cancelled | C | Cancelled
VA21604 | 37.0241 | -77.1202 | Cancelled | 2.55 | COOP Waverly | TX #2 | 02 845 | 10/26/2021 | Cancelled | C | Cancelled
VA21605 | 36.7108 | -76.6776 | Cancelled | 1 | Oak Ridge | TX #2 | 26 967 | 10/26/2021 | Cancelled | C | Cancelled
VA21606 | 36.7108 | -76.6776 | Cancelled | 3 | Oak Ridge | TX #2 | 26 967 | 10/26/2021 | Cancelled | C | Cancelled
VA21607 | 36.8899 | -76.9101 | Cancelled | 4.8 | Ivor | TX #1 | 26 953 | 10/26/2021 | Cancelled | C | Cancelled
VA21608 | 36.7454 | -78.1112 | Solar | 5 | South Hill | TX #2 | 64 812 | 11/1/2021 | Subordinate | A | Active
VA21609 | 37.0163 | -79.0102 | Cancelled | 12 | Perth | TX #1 | 66 404 | 11/1/2021 | Cancelled | C | Cancelled
VA21610 | 37.4637 | -76.4333 | Solar | 4.625 | Wan | TX #1 | 04 346 | 11/1/2021 | Project B | A | Active
VA21614 | 38.122 | -78.2097 | Cancelled | 5 | Gordsonville | TX #2 | 81 399 | 11/4/2021 | Cancelled | C | Cancelled
VA21615 | 37.2818 | -78.6218 | Solar | 3 | Pamplin | TX #4 | 63 302 | 11/4/2021 | In Service | A | In Service | 5/2/2023
VA21616 | 37.583 | -77.241 | Cancelled | 2 | Northeast | TX #5 | 06 301 | 11/4/2021 | Cancelled | C | Cancelled
VA21617 | 37.583 | -77.241 | Cancelled | 1 | Northeast | TX #5 | 06 301 | 11/4/2021 | Cancelled | C | Cancelled
VA21618 |  |  | Cancelled | 4.95 | Mount Eagle | TX #1 | 81 350 | 11/4/2021 | Cancelled | C | Cancelled
VA21619 | 37.0251 | -78.4733 | Cancelled | 3 | Twitty's Creek | TX #1 | 65 326 | 11/10/2021 | Cancelled | C | Cancelled
VA21620 | 37.0213 | -78.4753 | Cancelled | 2.25 | Twitty's Creek | TX #1 | 65 326 | 11/10/2021 | Cancelled | C | Cancelled
VA21621 | 37.675 | -78.1172 | Cancelled | 4.95 | Cartersville | TX #1 | 01 300 | 11/10/2021 | Cancelled | C | Cancelled
VA21622 | 38.1801 | -78.864 | Cancelled | 5 | Dooms 115 kV | TX #2 | 82 409 | 11/10/2021 | Cancelled | C | Cancelled
VA21637 | 37.14 | -79.2941 | Cancelled | 4 | Altavista | TX #5 | 66 500 | 11/22/2021 | Cancelled | C | Cancelled
VA21638 | 37.6601 | -77.7456 | Cancelled | 20 | North Pole | TX #1 | 01 492 | 11/22/2021 | Cancelled | C | Cancelled
VA21639 | 37.6708 | -77.2169 | Cancelled | 3 | Old Church | TX #2 | 06 431 | 11/22/2021 | Cancelled | C | Cancelled
VA21640 | 37.2523 | -78.6789 | Solar | 3 | Pamplin | TX #4 | 63 302 | 11/22/2021 | In Construction | A | Active | 11/4/2024
VA21641 | 37.4196 | -76.9013 | Solar | 3 | Lanexa | TX #1 | 28 761 | 11/22/2021 | Subordinate | A | Active
VA21642 | 37.0208 | -77.1018 | Cancelled | 5 | Waverly | TX #1 | 02 847 | 11/22/2021 | Cancelled | C | Cancelled
VA21645 | 37.1472 | -79.051 | Cancelled | 1 | Perth | TX #2 | 66 408 | 12/1/2021 | Cancelled | C | Cancelled
VA21646 | 37.0183 | -76.5751 | Solar | 4.95 | Twitty's Creek | TX #1 | 65 326 | 12/1/2021 | Project A | A | Active |  | Facilities Study
VA21656 | 38.4129 | -78.0052 | Cancelled | 5 | Culpeper | TX #1 | 47 363 | 12/9/2021 | Cancelled | C | Cancelled
VA21658 | 37.6562 | -77.5825 | Diesel | 5 | Short Pump | TX #1 & TX #2 | 01 380 & 01 409 | 12/9/2021 | In Construction | A | Active | 8/15/2024
VA21661 | 36.9714 | -78.1364 | Cancelled | 3 | Kenbridge | TX #1 | 64 650 | 12/17/2021 | Cancelled | C | Cancelled
VA21662 | 37.3215 | -78.4287 | Cancelled | 3.625 | Farmville | TX #2 | 63 700 | 12/17/2021 | Cancelled | C | Cancelled
VA21663 | 37.5922 | -77.1394 | Cancelled | 3 | Northeast | TX #5 | 06 301 | 12/17/2021 | Cancelled | C | Cancelled
VA21664 | 37.5922 | -77.1394 | Cancelled | 2 | Northeast | TX #5 | 06 301 | 12/17/2021 | Cancelled | C | Cancelled
VA21665 | 36.5983 | -79.0454 | Solar | 4.99 | Welco | TX #1 | 65 497 | 12/21/2021 | Project A | A | Active
VA21666 | 36.9481 | -77.5655 | Solar | 4 | Sapony | TX #2 | 02 331 | 12/21/2021 | Subordinate | A | Active
VA21668 | 36.8665 | -76.8297 | Cancelled | 3.75 | Ivor | TX #1 | 26 953 | 12/21/2021 | Cancelled | C | Cancelled
VA22001 | 37.1208 | -76.8518 | Cancelled | 3 | Wakefield | TBD | 02 301 | 1/5/2022 | Cancelled | C | Cancelled
VA22002 | 37.8468 | -76.9236 | Solar | 10 | Dunnsville | TX #1 | 03 350 | 1/5/2022 | Subordinate | A | Active
VA22003 | 37.7737 | -77.3564 | Cancelled | 7 | Pearsons | TX #1 | 06 471 | 1/5/2022 | Cancelled | C | Cancelled
VA22004 | 37.8021 | -79.4093 | Solar | 3 | Rockbridge | TX #3 | 85 872 | 1/5/2022 | In Construction | A | Active | 1/8/2025
VA22005 | 37.753 | -76.4118 | Solar | 5 | Lancaster | TX #3 | 03 367 | 1/5/2022 | Project A | A | Active |  | Facilities Study
VA22006 | 37.0012 | -77.3956 | Solar | 5 | Sapony | TX #2 | 02 332 | 1/5/2022 | Subordinate | A | Active
VA22007 | 37.5087 | -76.9529 | Cancelled | 5 | Correctional | TX #1 | 28 428 | 1/10/2022 | Cancelled | C | Cancelled
VA22008 | 37.5087 | -76.9529 | Cancelled | 3 | Correctional | TX #1 | 28 428 | 1/10/2022 | Cancelled | C | Cancelled
VA22009 | 38.3976 | -78.6655 | Cancelled | 3 | Merck 5 | TX #3 | 82 330 | 1/10/2022 | Cancelled | C | Cancelled
VA22010 | 38.2439 | -78.0324 | Cancelled | 1 | Orange | TX #3 | 81 519 | 1/10/2022 | Cancelled | C | Cancelled
VA22012 | 37.7781 | -79.3889 | Cancelled | 4 | Buena Vista | TX #1 | 85 702 | 1/19/2022 | Cancelled | C | Cancelled
VA22013 | 37.454 | -77.199 | Solar | 3.5 | Turner | TX #2 | 06 307 | 1/19/2022 | Project A | A | Active |  | System Impact Study
VA22014 | 37.649 | -79.818 | Cancelled | 3.5 | Eagle Rock | TX #1 | 86 810 | 1/19/2022 | Cancelled | C | Cancelled
VA22015 | 37.6144 | -76.6206 | Cancelled | 2 | Harmony Village | TX #4 | 04 308 | 1/26/2022 | Cancelled | C | Cancelled
VA22024 | 36.7832 | -78.808 | Solar | 5 | Mount Laurel | TX #1 | 65 941 | 2/2/2022 | Subordinate | A | Active
VA22025 | 37.4948 | -76.4244 | Solar | 5 | Harmony Village | TX #4 | 04 304 | 2/2/2022 | Subordinate | A | Active
VA22026 | 37.5241 | -77.0519 | Cancelled | 2 | Correctional | TX #1 | 28 428 | 2/2/2022 | Cancelled | C | Cancelled
VA22027 | 37.5241 | -77.0519 | Cancelled | 1 | Correctional | TX #1 | 28 428 | 2/2/2022 | Cancelled | C | Cancelled
VA22028 | 38.4846 | -78.8504 | Cancelled | 14.995 | Harrisonburg | TX #1 | 82 356 | 2/9/2022 | Cancelled | C | Cancelled
VA22029 | 37.499 | -77.369 | Battery | 5 | Varina | TX #1 | 06 New | 2/9/2022 | In Construction | A | Active | 3/5/2024
VA22030 | 36.7824 | -77.8121 | Cancelled | 8.75 | Lawrenceville | TX #1 | 64 820 | 2/9/2022 | Cancelled | C | Cancelled
VA22031 | 36.6872 | -78.8879 | Battery | 20 | Welco | TX #1 | 65 497 | 2/9/2022 | Subordinate | A | Active
VA22032 | 36.691 | -76.5871 | Battery | 15 | Suffolk | TX #6 | 26 NEW | 2/9/2022 | Project B | A | Active |  | Facilities Study
VA22033 | 37.4644 | -77.2698 | Cancelled | 20 | Turner | TX #1 | 06 347 | 2/9/2022 | Cancelled | C | Cancelled
VA22039 | 37.499 | -77.369 | Battery | 6 | Varina | TX #1 | 06 New | 2/17/2022 | In Construction | A | Active | 3/22/2024
VA22040 | 37.3636 | -76.7666 | Cancelled | 1 | Lightfoot | TX #2 | 28 438 | 2/17/2022 | Cancelled | C | Cancelled
VA22041 | 38.2206 | -77.0317 | Solar | 10 | Oak Grove | TX #1 | 42 330 | 2/17/2022 | Project A | A | Active
VA22042 | 38.25 | -78.8185 | Solar | 2.7 | Grottoes | TX #1 | 82 613 | 2/17/2022 | Project B | A | Active
VA22043 | 37.2023 | -76.6052 | Battery | 9 | Lebanon | TX #3 | 28 470 | 2/17/2022 | Project A | A | Active |  | System Impact Study
VA22044 | 38.3703 | -78.7309 | Cancelled | 12 | Merck 5 | TX #3 | 82 330 | 2/17/2022 | Cancelled | C | Cancelled
VA22049 | 37.5273 | -77.0224 | Cancelled | 5 | Correctional | TX #1 | 06 428 | 3/3/2022 | Cancelled | C | Cancelled
VA22050 | 37.0271 | -76.6546 | Solar | 3 | Poolesville | TX #1 | 26 469 | 3/3/2022 | Subordinate | A | Active
VA22051 | 36.6888 | -76.0351 | Solar | 3 | West Landing | TX #1 | 25 485 | 3/3/2022 | Subordinate | A | Active
VA22052 | 37.3809 | -77.7779 | Cancelled | 26 | Winterpock | tx #1 | 05 339 | 3/3/2022 | Cancelled | C | Cancelled
VA22053 | 37.3809 | -77.7779 | Cancelled | 26 | Winterpock | tx #3 | 05414 | 3/3/2022 | Cancelled | C | Cancelled
VA22060 | 38.7551 | -78.6707 | Cancelled | 5 | Mount Jackson | TX #1 | 84 385 | 3/16/2022 | Cancelled | C | Cancelled
VA22061 | 38.7571 | -78.6741 | Cancelled | 5 | Mount Jackson | TX #1 | 84 385 | 3/16/2022 | Cancelled | C | Cancelled
VA22062 | 38.1076 | -78.9862 | Cancelled | 5 | Fishersville | TX #1 | 82 442 | 3/16/2022 | Cancelled | C | Cancelled
VA22063 | 37.8545 | -79.3303 | Cancelled | 5 | Rockbridge | TX #3 | 85 872 | 3/16/2022 | Cancelled | C | Cancelled
VA22064 | 36.614 | -77.5432 | Cancelled | 20 | Skippers | TX #1 | 61 NEW | 3/16/2022 | Cancelled | C | Cancelled
VA22065 | 38.5543 | -77.7833 | Cancelled | 14 | Remington | TX #1 | 47 324 | 3/16/2022 | Cancelled | C | Cancelled
VA22066 | 37.6599 | -77.221 | Cancelled | 1 | Old Church | TX #1 | 06 475 | 3/16/2022 | Cancelled | C | Cancelled
VA22067 | 37.6599 | -77.221 | Cancelled | 1 | Old Church | TX #1 | 06 475 | 3/16/2022 | Cancelled | C | Cancelled
VA22069 | 38.1602 | -79.0484 | Cancelled | 17 | Staunton | TX #5 | 82 401 | 3/23/2022 | Cancelled | C | Cancelled
VA22070 | 38.1577 | -79.045 | Cancelled | 5 | Staunton | TX #5 | 82 401 | 3/23/2022 | Cancelled | C | Cancelled
VA22071 | 38.2983 | -78.8943 | Cancelled | 4 | Weyers Cave | TX #1 | 82 350 | 3/23/2022 | Cancelled | C | Cancelled
VA22076 | 37.8216 | -79.4945 | Cancelled | 5 | Rockbridge | TX #3 | 85 871 | 3/30/2022 | Cancelled | C | Cancelled
VA22080 | 37.456 | -76.843 | Cancelled | 1 | Correctional | TX #1 | 28 429 | 3/30/2022 | Cancelled | C | Cancelled
VA22081 | 37.465 | -76.843 | Cancelled | 2 | Correctional | TX #1 | 28 429 | 3/30/2022 | Cancelled | C | Cancelled
VA22082 | 37.5036 | -76.9094 | Cancelled | 2 | Correctional | TX #1 | 28 428 | 3/30/2022 | Cancelled | C | Cancelled
VA22083 | 37.5036 | -76.9094 | Cancelled | 1 | Correctional | TX #1 | 28 428 | 3/30/2022 | Cancelled | C | Cancelled
VA22084 | 37.5241 | -77.0519 | Cancelled | 2 | Correctional | TX #1 | 28 428 | 3/30/2022 | Cancelled | C | Cancelled
VA22085 | 37.5241 | -77.0519 | Cancelled | 1 | Correctional | TX #1 | 28 428 | 3/30/2022 | Cancelled | C | Cancelled
VA22088 | 37.1035 | -77.6303 | Solar | 0 | In Coop | Co-op | Co-op | 4/6/2022 | In COOP | A | Active
VA22089 | 37.3305 | -78.3858 | Solar | 2 | Farmville | TX #6 | 63 316 | 4/6/2022 | In Construction | A | Active | 4/20/2023
VA22090 | 36.7256 | -76.3076 | Cancelled | 20 | Grassfield | TX #1 | 23 NEW | 4/6/2022 | Cancelled | C | Cancelled
VA22091 | 36.6889 | -76.0351 | Solar | 1 | West Landing | TX #1 | 25 485 | 4/6/2022 | Subordinate | A | Active
VA22092 | 36.6889 | -76.0351 | Solar | 1 | West Landing | TX #1 | 25 485 | 4/6/2022 | Subordinate | A | Active
VA22095 | 37.6235 | -79.5116 | Solar | 3 | Glasgow | TX #2 | 85 883 | 4/26/2022 | In Construction | A | Active | 6/8/2023
VA22099 | 37.6907 | -77.5689 | Cancelled | 21.4 | Mountain Rd | TX #2 | 01 480 | 4/27/2022 | Cancelled | C | Cancelled
VA22101 | 37.694 | -77.3775 | Cancelled | 3 | Pearsons | TX #1 | 06 471 | 5/4/2022 | Cancelled | C | Cancelled
VA22107 | 38.8438 | -78.5431 | Solar | 4.25 | Edinburg | TX #1 | 84 345 | 5/11/2022 | Project A | A | Active |  | Facilities Study
VA22111 | 37.3348 | -78.3875 | Solar | 4.98 | Farmville | TX #6 | 63 316 | 5/18/2022 | In Construction | A | Active | 9/3/2024
VA22113 | 37.9275 | -78.3801 | Cancelled | 3 | Mount Eagle | TX #1 | 81 350 | 5/19/2022 | Cancelled | C | Cancelled
VA22114 | 36.6889 | -76.0351 | Solar | 1 | West Landing | TX #1 | 25 485 | 5/19/2022 | Subordinate | A | Active
VA22117 | 37.3215 | -78.4287 | Cancelled | 3.625 | Farmville | TX #2 | 63 700 | 5/26/2022 | Cancelled | C | Cancelled
VA22121 | 38.2983 | -78.8943 | Cancelled | 3 | Weyers Cave | TX #1 | 82 350 | 6/2/2022 | Cancelled | C | Cancelled | 5/1/2024
VA22122 | 38.1602 | -79.0484 | Cancelled | 11 | Staunton | TX #5 | 82 401 | 6/2/2022 | Cancelled | C | Cancelled
VA22124 | 37.0493 | -77.0937 | Cancelled | 3 | Waverly | TX #1 | 02 847 | 6/10/2022 | Cancelled | C | Cancelled
VA22125 | 37.0493 | -77.0937 | Cancelled | 5 | Waverly | TX #1 | 02 847 | 6/10/2022 | Cancelled | C | Cancelled
VA22126 | 38.1022 | -78.1658 | Cancelled | 20 | Somerset | TX # 1 | 81 303 | 6/10/2022 | Cancelled | C | Cancelled
VA22134 | 36.6324 | -78.912 | Solar | 13.944 | Welco | TX #1 | 65 497 | 6/22/2022 | Subordinate | A | Active
VA22135 | 36.6992 | -78.0994 | Solar | 5 | South Hill | TX #2 | 64 813 | 6/22/2022 | Subordinate | A | Active
VA22136 | 36.616 | -78.5851 | Solar | 5 | Clarksville | TX #1 | 65 937 | 6/22/2022 | Subordinate | A | Active
VA22137 | 36.681 | -78.0883 | Solar | 5 | South Hill | TX #2 | 64 813 | 6/22/2022 | Subordinate | A | Active
VA22138 | 37.7293 | -77.4161 | Cancelled | 15 | Pearsons | TX #1 | 06 471 | 6/22/2022 | Cancelled | C | Cancelled
VA22139 | 37.3473 | -77.7258 | Cancelled | 3 | Winterpock | TX #3 | 05 415 | 6/22/2022 | Cancelled | C | Cancelled
VA22140 | 37.362 | -78.84 | Cancelled | 4.98 | South Creek | TX #2 | 63 311 | 6/22/2022 | Cancelled | C | Cancelled
VA22141 | 38.1601 | -79.0484 | Cancelled | 5 | Staunton | TX #5 | 82 401 | 6/22/2022 | Cancelled | C | Cancelled
VA22142 | 37.2941 | -78.7362 | Cancelled | 5 | Pamplin | TX #3 | 63 301 | 6/22/2022 | Cancelled | C | Cancelled
VA22143 | 36.7537 | -79.4026 | Solar | 5 | Banister | TX #2 | 66 400 | 6/22/2022 | Subordinate | A | Active
VA22144 | 37.8829 | -76.337 | Cancelled | 3 |  |  |  | 6/22/2022 | Cancelled | C | Cancelled
VA22147 | 37.6235 | -79.5116 | Cancelled | 4 | Glasgow | TX # 2 | 85 883 | 7/5/2022 | Cancelled | C | Cancelled
VA22148 | 38.4295 | -77.8622 | Cancelled | 26 | Culpeper | TX #2 | 47 374 | 7/5/2022 | Cancelled | C | Cancelled
VA22149 | 38.1073 | -78.5176 | Cancelled | 0.1216 | Hollymead | TX #1 | 81 382 | 7/5/2022 | Cancelled | C | Cancelled
VA22157 | 36.7053 | -76.7943 | Solar | 3 | Holland | TX #1 | 26 980 | 7/13/2022 | In Construction | A | Active | 11/30/2023
VA22158 | 36.7055 | -76.7934 | Solar | 5 | Holland | TX #1 | 26 9XX | 7/13/2022 | In Construction | A | Active | 11/21/2024
VA22159 | 36.9794 | -78.9792 | Cancelled | 5 | Perth | TX #1 | 66 404 | 7/13/2022 | Cancelled | C | Cancelled
VA22161 | 37.3141 | -78.3961 | Cancelled | 10 | Farmville | TX #2 | 63 NEW | 7/13/2022 | Cancelled | C | Cancelled
VA22162 | 36.6885 | -77.5721 | Cancelled | 3 | Emporia | TX #2 | 61 707 | 7/13/2022 | Cancelled | C | Cancelled
VA22163 | 36.6885 | -77.5721 | Cancelled | 2 | Emporia | TX #2 | 61 707 | 7/13/2022 | Cancelled | C | Cancelled
VA22164 | 36.8235 | -77.4815 | Solar | 2 | Jarratt | TX #4 | 02 365 | 7/13/2022 | Project B | A | Active
VA22173 | 37.4974 | -76.8612 | Cancelled | 3 | Correctional | TX #1 | 28 428 | 7/26/2022 | Cancelled | C | Cancelled
VA22174 | 37.4974 | -76.8612 | Cancelled | 3 | Correctional | TX #1 | 28 428 | 7/26/2022 | Cancelled | C | Cancelled
VA22175 | 36.9107 | -77.3273 | Solar | 20 | Sapony | TX #2 | 02 332 | 7/26/2022 | Subordinate | A | Active
VA22176 | 37.2167 | -77.4514 | Solar | 2.5 | Locks | TX #4 | 02 465 | 7/26/2022 | Project A | A | Active |  | Facilities Study
VA22177 | 36.8291 | -76.2482 | Cancelled | 1.08 | Ruritan | TX #1 | 23 410 | 7/28/2022 | Cancelled | C | Cancelled
VA22178 | 36.833 | -76.2444 | Cancelled | 0.42 | Ruritan | TX #1 | 23 410 | 7/28/2022 | Cancelled | C | Cancelled
VA22179 | 36.6193 | -77.527 | Solar | 3.984 | Skippers | TX #NEW | 61 NEW | 8/4/2022 | Project A | A | Active
VA22180 | 37.2815 | -78.6189 | Cancelled | 3 | Pamplin | TX #4 | 63 302 | 8/4/2022 | Cancelled | C | Cancelled
VA22187 | 37.4426 | -77.4735 | Diesel | 0.625 | Basin | TX #4 | 05 350 | 8/4/2022 | In Service | A | In Service
VA22201 | 37.1524 | -78.1361 | Cancelled | 4.98 | Crewe | TX #1 | 63 601 | 8/23/2022 | Cancelled | C | Cancelled
VA22202 | 37.4539 | -76.6058 | Solar | 1 | Shackleford | TX #1 | 04 303 | 8/23/2022 | Subordinate | A | Active
VA22203 | 37.4539 | -76.6058 | Solar | 1 | Shackleford | TX #1 | 04 303 | 8/23/2022 | Subordinate | A | Active
VA22204 | 37.8195 | -76.8312 | Cancelled | 20 | Dunnsville | TX #2 | 03 413 | 8/23/2022 | Cancelled | C | Cancelled
VA22205 | 37.5807 | -77.939 | Cancelled | 15 | Powhatan | TX #2 | 05 New | 8/23/2022 | Cancelled | C | Cancelled
VA22206 | 37.4539 | -76.6058 | Solar | 1 | Shackleford | TX #1 | 04 303 | 8/24/2022 | Subordinate | A | Active
VA22207 | 37.6884 | -76.3765 | Cancelled | 5 |  |  |  | 8/24/2022 | Cancelled | C | Cancelled
VA22208 | 37.7909 | -79.9807 | Cancelled | 4.95 | Covington | TX #4 | 86 821 | 8/24/2022 | Cancelled | C | Cancelled
VA22209 | 37.1791 | -78.1102 | Cancelled | 5 | Crewe | TX #1 | 63 601 | 8/24/2022 | Cancelled | C | Cancelled
VA22211 | 37.4189 | -76.9011 | Solar | 3 | Lanexa | TX #1 | 28 761 | 8/31/2022 | Subordinate | A | Active
VA22212 | 36.8215 | -76.2586 | Cancelled | 1 | South Norfolk Sub | TX #3 | 23 464 | 8/31/2022 | Cancelled | C | Cancelled
VA22213 | 36.8215 | -76.2586 | Cancelled | 1 | South Norfolk | TX #3 | 23 464 | 8/31/2022 | Cancelled | C | Cancelled
VA22214 | 36.8215 | -76.2586 | Cancelled | 1 | South Norfolk | TX #3 | 23 464 | 8/31/2022 | Cancelled | C | Cancelled
VA22215 | 36.8215 | -76.2586 | Cancelled | 5 | South Norfolk | TX #3 | 23 464 | 8/31/2022 | Cancelled | C | Cancelled
VA22217 | 37.1658 | -78.0964 | Cancelled | 3 | Crewe | TX #1 | 63 601 | 9/7/2022 | Cancelled | C | Cancelled
VA22218 | 37.1803 | -78.201 | Solar | 3 | Flat Creek | TX #1 | 63 608 | 9/7/2022 | Project B | A | Active
VA22219 | 37.2728 | -78.4473 | Cancelled | 5 | Farmville | TX #3 | 63 310 | 9/7/2022 | Cancelled | C | Cancelled
VA22220 | 37.9565 | -78.3976 | Cancelled | 22 | Mount Eagle | TX #1 | 81 350 | 9/7/2022 | Cancelled | C | Cancelled
VA22221 | 38.0705 | -76.7755 | Solar | 0 | Westmoreland | TX #1 | 03 315 | 9/7/2022 | In Service | A | In Service
VA22222 | 37.2429 | -77.4396 | Solar | 2.55 | Locks | TX #2 | 02 830 | 9/7/2022 | In Construction | A | Active | 11/18/2024
VA22223 | 37.5051 | -76.6771 | Solar | 1.992 | Shackleford | TX #1 | 04 303 | 9/7/2022 | Subordinate | A | Active
VA22224 | 37.4026 | -76.8188 | Cancelled | 3 | Toano | TX #2 | 28 426 | 9/7/2022 | Cancelled | C | Cancelled
VA22225 | 37.4026 | -76.8188 | Cancelled | 5 | Toano | TX #2 | 28 426 | 9/7/2022 | Cancelled | C | Cancelled
VA22226 | 37.4026 | -76.8188 | Cancelled | 3 | Toano | TX #2 | 28 426 | 9/7/2022 | Cancelled | C | Cancelled
VA22227 | 37.6467 | -79.5187 | Cancelled | 3 | Glasgow | TX #2 | 85 883 | 9/7/2022 | Cancelled | C | Cancelled
VA22250 | 37.269 | -77.5128 | Cancelled | 1.2 | Locks | TX #4 | 02 465 | 9/19/2022 | Cancelled | C | Cancelled
VA22251 | 38.3619 | -77.4726 | Cancelled | 2.5 | Cranes Corner | TX #2 | 42 407 | 9/19/2022 | Cancelled | C | Cancelled
VA22252 | 36.7734 | -76.6904 | Solar | 15.68 | Myrtle | TX #1 | 26 406 | 9/19/2022 | Subordinate | A | Active
VA22253 | 36.6886 | -76.1655 | Solar | 5 | Fentress | TX #2 | 23 497 | 9/19/2022 | Subordinate | A | Active
VA22254 | 37.0179 | -78.5692 | Solar | 5 | Twitty's Creek | TX #1 | 65 326 | 9/19/2022 | Project B | A | Active |  | On Hold Pending Agreement
VA22255 | 38.4015 | -77.4226 | Cancelled | 5 | Cranes Corner | TX #2 | 42 415 | 9/19/2022 | Cancelled | C | Cancelled
VA22256 | 38.4014 | -77.4228 | Cancelled | 5 | Cranes Corner | TX #2 | 42 415 | 9/19/2022 | Cancelled | C | Cancelled
VA22257 | 36.7256 | -76.3076 | Cancelled | 20 | Grassfield | TX #1 | 23 424 | 9/19/2022 | Cancelled | C | Cancelled
VA22259 | 38.0782 | -78.1294 | Cancelled | 5 | Louisa | NEW TX #2 | 81 376 | 9/20/2022 | Cancelled | C | Cancelled
VA22262 | 37.5253 | -76.6863 | Solar | 2.8 | Shackleford | TX #1 | 04 303 | 9/22/2022 | Subordinate | A | Active
VA22271 | 37.5051 | -76.6771 | Solar | 1.992 | Shackleford | TX #1 | 04 303 | 9/28/2022 | Subordinate | A | Active
VA22272 | 37.0069 | -78.221 | Cancelled | 3 | Victoria | TX #1 | 64 606 | 9/28/2022 | Cancelled | C | Cancelled
VA22278 | 36.6901 | -76.1899 | Solar | 20 | Fentress | TX #2 | 23 499 | 10/6/2022 | Subordinate | A | Active
VA22283 | 37.1964 | -77.5225 | Solar | 20 | Locks | TX #4 | 02 342 | 10/11/2022 | Project A | A | Active |  | Facilities Study
VA22284 | 36.945 | -77.4766 | Solar | 40 | Sapony | TX #2 | 02 332 | 10/11/2022 | Subordinate | A | Active
VA22285 | 36.945 | -77.4766 | Solar | 20 | Sapony | TX #2 | 02 332 | 10/11/2022 | Subordinate | A | Active
VA22286 | 38.215 | -77.0041 | Cancelled | 3 | Oak Grove | TX #1 | 42 334 | 10/11/2022 | Cancelled | C | Cancelled
VA22293 | 37.5807 | -77.939 | Cancelled | 10 | Powhatan | TX #2 | 05 New | 10/20/2022 | Cancelled | C | Cancelled
VA22294 | 38.4921 | -78.8481 | Cancelled | 15 | Harrisonburg | TX #1 | 82 356 | 10/20/2022 | Cancelled | C | Cancelled
VA22295 | 37.3809 | -77.7779 | Cancelled | 26 | Winterpock | TX #1 | 05 339 | 10/20/2022 | Cancelled | C | Cancelled
VA22296 | 37.3809 | -77.7779 | Cancelled | 26 | Winterpock | TX #1 | 05 339 | 10/20/2022 | Cancelled | C | Cancelled
VA22297 | 39.0028 | -77.475 | Diesel | 3.9 | Shellhorn Road | TX #1 | 48 476 / 481 | 10/20/2022 | Project A | A | Active |  | System Impact Study
VA22309 | 37.7181 | -77.4318 | Cancelled | 5 | Hanover | TX #4 | 01 550 | 10/27/2022 | Cancelled | C | Cancelled
VA22310 | 37.7181 | -77.4318 | Cancelled | 5 | Hanover |  | 01 550 | 10/27/2022 | Cancelled | C | Cancelled
VA22311 | 37.7159 | -77.4206 | Solar | 3 | Hanover | TX #5 | 01 550 | 10/27/2022 | Project A | A | Active |  | Facilities Study
VA22314 | 37.0165 | -76.6377 | Cancelled | 19.2 | Smithfield | TX #2 | 26 346 | 11/2/2022 | Cancelled | C | Cancelled
VA22316 | 38.3363 | -77.1341 | Cancelled | 22 | Dahlgren | TX #1 | 42 447 | 11/2/2022 | Cancelled | C | Cancelled
VA22317 | 38.3363 | -77.1341 | Cancelled | 20 | Dahlgren | TX # 1 | 42 447 | 11/2/2022 | Cancelled | C | Cancelled
VA22318 | 37.6577 | -76.9994 | Cancelled | 4.98 | Watkins Corner | TX #2 | 26 409 | 11/2/2022 | Cancelled | C | Cancelled
VA22319 | 36.9859 | -79.3272 | Cancelled | 3 | Gretna | TX #3 | 66 520 | 11/2/2022 | Cancelled | C | Cancelled
VA22320 | 37.8223 | -76.3777 | Solar | 4.25 | Lancaster | TX #2 | 03 304 | 11/2/2022 | Project A | A | Active |  | Facilities Study
VA22321 | 37.277 | -78.3581 | Cancelled | 3 | Farmville | TX #1 | 63 701 | 11/2/2022 | Cancelled | C | Cancelled
VA22322 | 36.6335 | -76.2401 | Solar | 5 | Hickory | TX #1 | 23 325 | 11/2/2022 | Subordinate | A | Active
VA22323 | 37.0577 | -77.0985 | Solar | 5 |  |  |  | 11/2/2022 | In COOP | A | Active
VA22324 | 37.7784 | -79.428 | Cancelled | 2 | Rockbridge | TX #3 | 85 870 | 11/2/2022 | Cancelled | C | Cancelled
VA22325 | 36.7459 | -78.9467 | Cancelled | 3 | Sinai | TX #1 | 65 911 | 11/2/2022 | Cancelled | C | Cancelled
VA22326 | 37.2697 | -78.6449 | Cancelled | 3 | Pamplin | TX #4 | 63 302 | 11/2/2022 | Cancelled | C | Cancelled
VA22327 | 37.1458 | -79.049 | Solar | 3 | Perth | TX #2 | 66 408 | 11/2/2022 | Project A | A | Active |  | Facilities Study
VA22328 | 36.93 | -79.363 | Cancelled | 3 | Gretna | TX #1 | 66 520 | 11/2/2022 | Cancelled | C | Cancelled
VA22329 | 37.017 | -78.534 | Solar | 3 | Twitty's Creek | TX #3 | 65 326 | 11/2/2022 | Subordinate | A | Active
VA22330 | 34.014 | -79.004 | Solar | 3 | Perth | TX #2 | 66 408 | 11/2/2022 | Project B | A | Active |  | System Impact Study
VA22331 | 37.217 | -78.15 | Cancelled | 3 | Jetersville | TX #1 | 63 308 | 11/2/2022 | Cancelled | C | Cancelled
VA22332 | 36.7307 | -78.117 | Cancelled | 3 | South HIll | 2 | 64 812 | 11/2/2022 | Cancelled | C | Cancelled
VA22333 | 37.1676 | -76.9677 | Cancelled | 3 | Poolesville | TX #1 | 26 470 | 11/2/2022 | Cancelled | C | Cancelled
VA22334 | 38.0451 | -78.9939 | Cancelled | 3 | Stuarts Draft | TX # 1 | 82 431 | 11/2/2022 | Cancelled | C | Cancelled
VA22335 | 36.673 | -78.954 | Solar | 3 | Welco | TX #1 | 65 497 | 11/2/2022 | Subordinate | A | Active
VA22336 | 36.7216 | -78.857 | Cancelled | 3 | Reedy Creek | TX #1 | 65 319 | 11/2/2022 | Cancelled | C | Cancelled
VA22337 | 38.2665 | -78.954 | Cancelled | 3 | Weyers Cave | TX #1 | 82 350 | 11/2/2022 | Cancelled | C | Cancelled
VA22340 | 37.6571 | -77.7967 | Cancelled | 3 | North Pole | TX #2 | 01 450 | 11/9/2022 | Cancelled | C | Cancelled
VA22341 | 37.6571 | -77.7967 | Cancelled | 3 | North Pole | TX #2 | 01 450 | 11/9/2022 | Cancelled | C | Cancelled
VA22342 | 36.6909 | -76.5871 | Battery | 17.5 | Suffolk | TX #6 | 26 NEW | 11/9/2022 | Project B | A | Active
VA22344 | 38.7482 | -77.2065 | Cancelled | 2.4375 | Keene Mill | TX # 2 | 46 439 | 11/17/2022 | Cancelled | C | Cancelled
VA22345 | 37.3419 | -77.3929 | Cancelled | 5 | Tyler | TX #2 | 02 395 | 11/17/2022 | Cancelled | C | Cancelled
VA22346 | 37.7619 | -76.4557 | Cancelled | 5 | Lancaster | TX #3 | 03 367 | 11/17/2022 | Cancelled | C | Cancelled
VA22355 | 37.2741 | -78.624 | Cancelled | 3 | Pamplin | TX #4 | 63 302 | 11/22/2022 | Cancelled | C | Cancelled
VA22356 | 38.0997 | -76.8135 | Solar | 5 | Westmoreland | TX #1 | 03 315 | 11/22/2022 | Project A | A | Active
VA22357 | 38.0997 | -76.8135 | Solar | 3 | Line 2076 | TX #1 | 03 315 | 11/22/2022 | Project B | A | Active
VA22358 | 38.0997 | -76.8135 | Solar | 26 | Westmoreland | TX #1 | 03 315 | 11/22/2022 | Subordinate | A | Active
VA22359 | 38.0997 | -76.8135 | Solar | 10 | Westmoreland | TX #1 | 03 315 | 11/22/2022 | Subordinate | A | Active
VA22360 | 36.7261 | -76.8308 | Cancelled | 3.6 | Holland | TX #1 | 26 980 | 11/22/2022 | Cancelled | C | Cancelled
VA22361 | 37.7351 | -76.3627 | Cancelled | 1.6 | Lancaster | TX #2 | 03 304 | 11/22/2022 | Cancelled | C | Cancelled
VA22373 | 38.6893 | -77.2413 | Solar | 4.99 | Occoquan | TX #2 | 45 377 | 12/6/2022 | In Construction | A | Active | 4/24/2024
VA22374 | 36.7317 | -76.8258 | Solar | 4.999 | Holland | TX #1 | 26 980 | 12/6/2022 | Project A | A | Active |  | Facilities Study
VA22375 | 37.6027 | -79.4991 | Cancelled | 4.5 | Glasgow | TX #2 | 85 883 | 12/6/2022 | Cancelled | C | Cancelled
VA22377 | 37.0205 | -77.0694 | Solar | 5 | Wakefield | TX #1 | 02 826 | 12/6/2022 | Project A | A | Active |  | Facilities Study
VA22379 | 37.5807 | -77.939 | Cancelled | 0 |  |  |  | 12/7/2022 | Cancelled | C | Cancelled
VA22386 | 36.9569 | -77.4638 | Solar | 3 | Sapony | TX #2 | 02 332 | 12/20/2022 | Subordinate | A | Active
VA22387 | 37.705 | -77.4875 | Cancelled | 20 | Elmont | TX #3 | 01 New | 12/20/2022 | Cancelled | C | Cancelled
VA22388 | 37.4571 | -77.1681 | Cancelled | 22 | Chickahominy | TX #3 | 06 448 | 12/20/2022 | Cancelled | C | Cancelled
VA22389 | 37.5172 | -77.2649 | Cancelled | 5 | Elko | TX #2 | 06 419 | 12/20/2022 | Cancelled | C | Cancelled
VA22390 | 37.5172 | -77.2649 | Cancelled | 5 | Elko | TX #2 | 06 419 | 12/20/2022 | Cancelled | C | Cancelled
VA22391 | 37.5172 | -77.2649 | Cancelled | 3 | Elko | TX #2 | 06 419 | 12/20/2022 | Cancelled | C | Cancelled
VA22392 | 37.5172 | -77.2649 | Cancelled | 3 | Elko | TX #2 | 06 419 | 12/20/2022 | Cancelled | C | Cancelled
VA23001 | 37.6772 | -77.2567 | Cancelled | 2.997 | Old Church | TX #2 | 06 431 | 1/3/2023 | Cancelled | C | Cancelled
VA23004 | 37.4291 | -77.1549 | Cancelled | 3 | Chickahominy | TX #3 | 06 449 | 1/5/2023 | Cancelled | C | Cancelled
VA23005 | 37.4291 | -77.1549 | Cancelled | 2 | Chickahominy | TX #3 | 06 449 | 1/5/2023 | Cancelled | C | Cancelled
VA23016 | 36.7254 | -76.3076 | Cancelled | 20 | Grassfield | TX #1 | 23 424 | 1/10/2023 | Cancelled | C | Cancelled
VA23020 | 36.816 | -77.4957 | Cancelled | 5 | Fields | TX #1 | 02 446 | 1/12/2023 | Cancelled | C | Cancelled
VA23021 | 36.9395 | -77.5556 | Solar | 5 |  |  |  | 1/12/2023 | In COOP | A | Active
VA23022 | 36.7384 | -78.4949 | Cancelled | 18 | Chase City | TX #NEW | 64 NEW | 1/18/2023 | Cancelled | C | Cancelled
VA23027 | 36.7722 | -78.4513 | Cancelled | 20 | Chase City | TX #1 | 64 920 | 1/24/2023 | Cancelled | C | Cancelled
VA23028 | 37.5562 | -76.66 | Solar | 3.25 | Shacklefords | TX #1 | 04 302 | 1/24/2023 | Subordinate | A | Active
VA23029 | 37.9294 | -78.3169 | Cancelled | 2 | Mount Eagle | TX #1 | 81 350 | 1/24/2023 | Cancelled | C | Cancelled
VA23030 | 37.9294 | -78.3169 | Cancelled | 1.3 | Mount Eagle | TX #1 | 81 350 | 1/24/2023 | Cancelled | C | Cancelled
VA23031 |  |  | Cancelled | 10 | Farmville | TX #2 | 63 702 | 1/24/2023 | Cancelled | C | Cancelled
VA23032 | 37.6483 | -77.4396 | Cancelled | 1 | Lakeside | TX #2 | 01 362 | 1/31/2023 | Cancelled | C | Cancelled
VA23034 | 37.5101 | -77.3631 | Cancelled | 20 | Charles City Road | TX #1 | 06 424 | 2/2/2023 | Cancelled | C | Cancelled
VA23035 | 37.3645 | -77.0465 | Solar | 3 | Providence Forge | TX #1 | 06 460 | 2/2/2023 | Subordinate | A | Active
VA23036 | 37.3645 | -77.0465 | Solar | 3 | Providence Forge | TX #1 | 06 460 | 2/2/2023 | Subordinate | A | Active
VA23037 | 36.6811 | -78.8747 | Solar | 3 | Welco | TX #1 | 65 497 | 2/2/2023 | Subordinate | A | Active
VA23042 |  |  | Cancelled | 3 | Farmville | TX #1 | 63 701 | 2/7/2023 | Cancelled | C | Cancelled
VA23043 |  |  | Cancelled | 3 |  |  |  | 2/7/2023 | Cancelled | C | Cancelled
VA23046 |  |  | Solar | 5 | Fishersville | TX #1 | 82 442 | 2/9/2023 | Project B | A | Active
VA23047 | 38.7112 | -77.2733 | Cancelled | 19.998 | Occoquan | TX #1 | 45 313 | 2/14/2023 | Cancelled | C | Cancelled
VA23048 | 38.7112 | -77.2733 | Cancelled | 19.998 | Occoquan | TX #1 | 45 313 | 2/14/2023 | Cancelled | C | Cancelled
VA23049 | 38.7112 | -77.2733 | Cancelled | 19.998 | Occoquan | TX #1 | 45 313 | 2/14/2023 | Cancelled | C | Cancelled
VA23050 | 38.1912 | -79.0506 | Cancelled | 1 | West Staunton | TX #1 | 82 437 | 2/14/2023 | Cancelled | C | Cancelled
VA23053 | 37.3657 | -77.3319 | Solar | 18 | Enon | TX#2 | 02 420 | 2/16/2023 | Project A | A | Active |  | Facilities Study
VA23056 | 37.6093 | -79.8425 | Cancelled | 0.75 | Clifton Forge | TX #3 | 86 370 | 3/1/2023 | Cancelled | C | Cancelled
VA23057 |  |  | Cancelled | 20 | Penniman | TX #1 | 28 445 | 3/1/2023 | Cancelled | C | Cancelled
VA23058 | 37.6674 | -78.1185 | Battery | 8 | Cartersville | TX #1 | 01 301 | 3/1/2023 | In Construction | A | Active | 10/30/2024
VA23059 | 38.2999 | -77.1927 | Solar | 2.7 | Arnolds Corner | TX #2 | 42 771 | 3/1/2023 | In Construction | A | Active | 5/1/2024
VA23060 | 36.6885 | -77.5721 | Cancelled | 2.2 | Emporia | TX #2 | 61 707 | 3/2/2023 | Cancelled | C | Cancelled
VA23067 | 37.6717 | -76.3795 | Cancelled | 2 | Ocran | TX #1 | 03 624 | 3/8/2023 | Cancelled | C | Cancelled
VA23068 | 36.7384 | -78.4949 | Cancelled | 4.99 | Chase City | TX #2 | 64 920 | 3/8/2023 | Cancelled | C | Cancelled
VA23069 | 36.9875 | -78.082 | Cancelled | 9.5 | Kenbridge | TX #1 | 64 651 | 3/8/2023 | Cancelled | C | Cancelled
VA23070 | 36.9875 | -78.082 | Solar | 3 | Kenbridge | TX #1 | 64 651 | 3/8/2023 | Project A | A | Active |  | On Hold Pending Agreement
VA23071 |  |  | Cancelled | 3 | Farmville | TX #2 | 63 702 | 3/8/2023 | Cancelled | C | Cancelled
VA23072 | 37.1658 | -78.0964 | Solar | 3 | Crewe | TX #1 | 63 601 | 3/8/2023 | Project B | A | Active |  | System Impact Study
VA23073 | 38.2712 | -77.1679 | Solar | 3 | Arnolds Corner | TX #1 | 42 342 | 3/8/2023 | Subordinate | A | Active
VA23074 |  |  | Cancelled | 5 |  |  |  | 3/10/2023 | Cancelled | C | Cancelled
VA23075 |  |  | Cancelled | 3 | Powhatan | TX #2 | 05 406 | 3/10/2023 | Cancelled | C | Cancelled
VA23076 | 37.8001 | -79.4066 | Cancelled | 3 | Rockbridge | TX #3 | 85 872 | 3/10/2023 | Cancelled | C | Cancelled
VA23077 | 37.7664 | -76.4305 | Cancelled | 3 | Lancaster | TX #3 | 03 367 | 3/13/2023 | Cancelled | C | Cancelled
VA23078 | 37.3419 | -77.3929 | Solar | 2.25 | Tyler | TX #2 | 02 395 | 3/13/2023 | In Construction | A | Active | 3/18/2025
VA23079 | 37.675 | -78.1172 | Cancelled | 4.95 | Cartersville | TX #1 | 01 301 | 3/15/2023 | Cancelled | C | Cancelled
VA23081 | 36.7843 | -78.3236 | Cancelled | 4.99 | Chase City | TX #2 | 64 920 | 3/22/2023 | Cancelled | C | Cancelled
VA23082 | 37.14 | -79.2939 | Cancelled | 5 | Altavista | TX #5 | 66 500 | 3/22/2023 | Cancelled | C | Cancelled
VA23083 | 38.8111 | -77.8127 | Cancelled | 4.95 | Warrenton | TX # 2 | 47 698 | 3/27/2023 | Cancelled | C | Cancelled
VA23084 |  |  | Cancelled | 0 |  |  |  | 3/28/2023 | Cancelled | C | Cancelled
VA23089 | 36.7787 | -78.4568 | Cancelled | 5 | Chase City | TX #2 | 64 920 | 4/5/2023 | Cancelled | C | Cancelled
VA23090 | 36.7787 | -78.4568 | Cancelled | 5 | Chase City | TX #1 | 64 921 | 4/5/2023 | Cancelled | C | Cancelled
VA23091 |  |  | Cancelled | 3 | Farmville | TX #1 | 63 701 | 4/5/2023 | Cancelled | C | Cancelled
VA23092 |  |  | Cancelled | 2 | Farmville | TX #1 | 63 701 | 4/5/2023 | Cancelled | C | Cancelled
VA23093 | 37.0682 | -76.6769 | Solar | 5 | Poolesville | TX #1 | 26 469 | 4/6/2023 | Subordinate | A | Active
VA23094 | 37.372 | -76.7531 | Cancelled | 3 | Lightfoot | TX #2 | 28 436 | 4/10/2023 | Cancelled | C | Cancelled
VA23095 | 37.372 | -76.7531 | Cancelled | 4 | Lightfoot | TX #2 | 28 438 | 4/10/2023 | Cancelled | C | Cancelled
VA23096 | 37.372 | -76.7531 | Solar | 4 | Lightfoot | TX #2 | 28 438 | 4/10/2023 | Project A | A | Active |  | Feasibility Study
VA23104 | 39.1642 | -77.73 | Cancelled | 3 | Hamilton | TX # 1 | 48 726 | 4/13/2023 | Cancelled | C | Cancelled
VA23105 | 37.0053 | -77.046 |  | 3 | Wakefield | TX #1 | 02 826 | 4/13/2023 | Project B | A | Active |  | System Impact Study
VA23106 |  |  | Cancelled | 3 | Kinderton | TX #1 | 65 961 | 4/13/2023 | Cancelled | C | Cancelled
VA23107 |  |  | Cancelled | 0 |  |  |  | 11/30/2023 | Cancelled | C | Cancelled
VA23108 |  |  | Cancelled | 0 |  |  |  | 4/14/2023 | Cancelled | C | Cancelled
VA23109 |  |  | Cancelled | 0 |  |  |  | 4/14/2023 | Cancelled | C | Cancelled
VA23111 |  |  | Cancelled | 0 |  |  |  | 11/30/2023 | Cancelled | C | Cancelled
VA23112 |  |  | Cancelled | 0 |  |  |  | 4/14/2023 | Cancelled | C | Cancelled
VA23113 |  |  | Cancelled | 0 |  |  |  | 4/14/2023 | Cancelled | C | Cancelled
VA23114 | 36.736 | -78.9321 | Battery | 9.9 | Sinai | TX #1 | 65 911 | 4/15/2023 | Project A | A | Active |  | Feasibility Study
VA23115 | 38.5453 | -77.7816 | Solar | 5 | Remington | TX #1 | 47 324 | 4/17/2023 | Project A | A | Active
VA23116 | 37.3551 | -77.0331 | Solar | 3 | Providence Forge | TX #1 | 06 460 | 4/18/2023 | Subordinate | A | Active
VA23117 | 37.3551 | -77.0331 | Solar | 3 | Providence Forge | TX #1 | 06 460 | 4/18/2023 | Subordinate | A | Active
VA23118 | 37.3551 | -77.0331 | Solar | 3 | Providence Forge | TX #1 | 06 460 | 4/18/2023 | Subordinate | A | Active
VA23119 | 37.3551 | -77.0331 | Solar | 3 | Providence Forge | TX #1 | 06 460 | 4/18/2023 | Subordinate | A | Active
VA23127 | 37.3178 | -78.3938 |  | 5 | Farmville | TX #2 | 63 702 | 5/3/2023 | Project A | A | Active |  | Facilities Study
VA23128 | 36.7824 | -77.8121 | Solar | 5 | Lawrenceville | TX #1 | 64 820 | 5/3/2023 | Project A | A | Active |  | Facilities Study
VA23129 | 36.2644 | -76.6519 | Cancelled | 33 | Penniman | TX #1 | 28 NEW | 5/3/2023 | Cancelled | C | Cancelled
VA23130 | 37.7036 | -77.4916 | Cancelled | 30 | Elmont | TX #4 | 01 NEW | 5/3/2023 | Cancelled | C | Cancelled
VA23131 | 38.384 | -78.6492 | Nat. Gas | 7.169 | Merck 5 | TX #1 | Delivery Point @ Merck 5 Substation | 5/3/2023 | Project A | A | Active
VA23132 | 36.7301 | -78.8512 | Cancelled | 4.99 | Reedy Creek | TX #2 | 65 319 | 5/3/2023 | Cancelled | C | Cancelled
VA23134 | 36.8306 | -77.4844 | Solar | 2.1 | Jarratt | TX #4 | 02 365 | 5/3/2023 | Subordinate | A | Active
VA23139 | 36.8235 | -77.4815 | Solar | 3 | Jarratt | TX #4 |  | 5/16/2023 | Subordinate | A | Active
VA23141 | 37.0886 | -76.3887 | Cancelled | 29.12 | Peninsula | TX #2 | 22 NEW | 5/16/2023 | Cancelled | C | Cancelled
VA23142 | 38.3808 | -78.0083 | Cancelled | 5 | Culpeper | TX# 1 | 47 363 | 5/17/2023 | Cancelled | C | Cancelled
VA23143 | 37.3473 | -77.7258 | Cancelled | 3 | Winterpock | TX #3 | 05 415 | 5/26/2023 | Cancelled | C | Cancelled
VA23144 | 37.0069 | -78.221 | Cancelled | 2 | Victoria | TX #1 | 64 606 | 5/26/2023 | Cancelled | C | Cancelled
VA23145 | 37.5375 | -77.4391 | Cancelled | 1.927 | Twelfth Street | TX #1 | 01 394 | 5/26/2023 | Cancelled | C | Cancelled
VA23146 | 36.7765 | -76.6321 | Cancelled | 3 | Kings Fork | TX #2 | 26 473 | 5/26/2023 | Cancelled | C | Cancelled
VA23147 | 36.7765 | -76.6321 | Cancelled | 1.5 | Kings Fork | TX #2 | 26 473 | 5/26/2023 | Cancelled | C | Cancelled
VA23148 | 37.3927 | -76.614 | Cancelled | 5 | White Marsh | TX #1 | 04 411 | 5/26/2023 | Cancelled | C | Cancelled
VA23149 | 37.3927 | -76.614 | Solar | 3 | White Marsh | TX #1 | 04 411 | 5/26/2023 | Project A | A | Active
VA23150 | 37.3927 | -76.614 | Solar | 1 | White Marsh | TX #1 | 04 411 | 5/26/2023 | Subordinate | A | Active
VA23151 | 37.3927 | -76.614 | Solar | 1 | White Marsh | TX #1 | 04 411 | 5/26/2023 | Subordinate | A | Active
VA23152 | 37.0179 | -78.5282 | Solar | 5 | Twitty's Creek | TX #1 | 65 326 | 5/26/2023 | Subordinate | A | Active
VA23153 | 37.0179 | -78.5282 | Solar | 3 | Twitty's Creek | TX #1 | 65 326 | 5/26/2023 | Subordinate | A | Active
VA23154 | 37.0179 | -78.5282 | Solar | 1 | Twitty's Creek | TX #1 | 65 326 | 5/26/2023 | Subordinate | A | Active
VA23155 | 37.0179 | -78.5282 | Solar | 1 | Twitty's Creek | TX #1 | 65 326 | 5/26/2023 | Subordinate | A | Active
VA23156 | 36.7483 | -77.8694 | Solar | 3 | Lawrenceville | TX #1 | 64 819 | 5/26/2023 | Project B | A | Active |  | System Impact Study
VA23157 |  |  | Cancelled | 0 |  |  |  | 5/26/2023 | Cancelled | C | Cancelled
VA23158 | 37.0682 | -76.6769 | Solar | 15 | Poolesville | TX #1 | 26 469 | 5/31/2023 | Subordinate | A | Active
VA23159 | 37.3809 | -77.4601 | Solar | 4 | Ironbridge | TX #1 | 06 304 | 5/31/2023 | In Construction | A | Active | 6/12/2025
VA23160 | 37.0213 | -78.4753 | Cancelled | 0 | Twitty's Creek | TX #1 | 65 326 | 6/1/2023 | Cancelled | C | Cancelled
VA23161 |  |  | Cancelled | 0 |  |  |  | 6/1/2023 | Cancelled | C | Cancelled
VA23162 | 37.4654 | -76.4518 | Solar | 3 | Wan | TX #1 | 04 346 | 6/1/2023 | Subordinate | A | Active
VA23163 |  |  | Cancelled | 5 | Dryburg | TX #1 | 65 942 | 6/1/2023 | Cancelled | C | Cancelled
VA23164 | 36.7485 | -78.7314 | Solar | 5 | Dryburg | TX #1 | 65 942 | 6/1/2023 | Project A | A | Active |  | System Impact Study
VA23165 | 38.3028 | -77.4158 | Cancelled | 12.285 | Fredericksburg | TX #4 | 42 312 | 6/1/2023 | Cancelled | C | Cancelled
VA23166 | 36.6886 | -77.5693 | Cancelled | 2 | Emporia | TX #2 | 61 707 | 6/1/2023 | Cancelled | C | Cancelled
VA23167 | 36.7301 | -78.8512 | Solar | 4.99 | Reedy Creek | TX #2 | 65 319 | 6/1/2023 | Project A | A | Active
VA23168 | 37.3671 | -76.7545 | Solar | 3 | Lightfoot | TX #2 | 28 438 | 6/2/2023 | Project B | A | Active
VA23174 | 37.6385 | -76.4081 | Cancelled | 0.999 | White Stone | TX #1 | 03 631 | 6/7/2023 | Cancelled | C | Cancelled
VA23184 | 36.6545 | -76.9979 | Solar | 20 | Watkins Corner | TX #2 | 26 NEW | 6/13/2023 | Project A | A | Active |  | All Studies Completed
VA23190 | 38.3505 | -77.4763 | Solar | 3 | Cranes Corner | TX #1 | 42 766 | 6/14/2023 | Project B | A | Active
VA23191 | 38.3505 | -77.4763 | Solar | 1.5 | Cranes Corner | TX #1 | 42 766 | 6/14/2023 | Subordinate | A | Active
VA23224 |  |  | Cancelled | 22 | chickahominy | TX#3 | 06 448 | 6/23/2023 | Cancelled | C | Cancelled
VA23225 |  |  | Cancelled | 20 | chickahominy | TX#1 | 06 448 | 6/23/2023 | Cancelled | C | Cancelled
VA23226 |  |  | Cancelled | 26 | Skippers | TX #1 | 61 New | 6/23/2023 | Cancelled | C | Cancelled
VA23227 | 36.614 | -77.5432 | Cancelled | 20 | Skippers | TX #1 | 61 New | 6/23/2023 | Cancelled | C | Cancelled
VA23228 | 37.7293 | -77.4161 | Cancelled | 15 | Pearsons | TX #1 | 471 | 6/23/2023 | Cancelled | C | Cancelled
VA23229 | 38.3363 | -77.1341 | Solar | 22 | Dahlgren | TX #1 | 42 447 | 6/23/2023 | Project A | A | Active |  | Facilities Study
VA23256 |  |  | Cancelled | 20 | Boykins | TX#1 | 61 300 | 7/5/2023 | Cancelled | C | Cancelled
VA23258 | 37.0007 | -76.3182 | Diesel | 1.8 | Willard | TX #1 | 22 370 | 7/6/2023 | Project A | A | Active
VA23259 | 36.9846 | -76.303 | Diesel | 1.8 | Willoughby | TX #1 | 21 404 | 7/6/2023 | Project A | A | Active
VA23260 | 38.4142 | -78.0067 | Cancelled | 4.999 | Culpeper | TX #1 | 47 363 | 7/6/2023 | Cancelled | C | Cancelled
VA23261 |  |  | Solar | 6.5 | Enon | TX #3 | 02 377 | 7/6/2023 | Project A | A | Active |  | Facilities Study
VA23264 | 37.6724 | -78.1226 | Cancelled | 1.992 | Cartersville | TX #1 | 01 300 | 7/7/2023 | Cancelled | C | Cancelled
VA23268 | 37.9258 | -78.3788 | Cancelled | 3 | Mount Eagle | TX #1 | 81 350 | 7/7/2023 | Cancelled | C | Cancelled
VA23269 | 37.9258 | -78.3788 | Cancelled | 3 | Mount Eagle | TX #1 | 81 350 | 7/7/2023 | Cancelled | C | Cancelled
VA23275 | 37.4291 | -77.1549 | Cancelled | 3 | Chickahominy | TX #3 | 06 449 | 7/11/2023 | Cancelled | C | Cancelled
VA23276 | 33.6885 | -77.5721 | Cancelled | 3 | Emporia | TX #2 | 61 707 | 7/11/2023 | Cancelled | C | Cancelled
VA23277 | 36.8234 | -77.4815 | Solar | 3 | Jarratt | TX #4 | 02 365 | 7/11/2023 | Subordinate | A | Active
VA23278 | 36.9813 | -78.2496 | Cancelled | 3 | Victoria | TX #1 | 64 607 | 7/11/2023 | Cancelled | C | Cancelled
VA23279 | 36.9813 | -78.2496 | Cancelled | 3 | Victoria | TX #1 | 64 607 | 7/11/2023 | Cancelled | C | Cancelled
VA23281 | 38.6156 | -77.7039 | Cancelled | 3 | Nokesville | TX #1 | 47 393 | 7/12/2023 | Cancelled | C | Cancelled
VA23282 | 36.6714 | -76.7831 | Solar | 3 | Holland | TX #1 | 26980 | 7/13/2023 | Project B | A | Active
VA23283 |  |  | Solar | 3 | Holland | TX #1 | 26980 | 7/13/2023 | Subordinate | A | Active
VA23284 | 36.6889 | -76.0351 | Battery | 8 | West Landing | TX #2 | 25 NEW | 7/14/2023 | Project A | A | Active |  | Feasibility Study
VA23285 | 36.6889 | -76.0351 | Battery | 17 | West Landing | TX #2 | 25 NEW | 7/14/2023 | Project B | A | Active
VA23286 |  |  | Cancelled | 3 | Powhatan | TX #1 | 05 405 | 7/14/2023 | Cancelled | C | Cancelled
VA23288 | 37.5799 | -76.8471 | Solar | 4.5 | West Point | TX #2 | 04 333 | 7/18/2023 | Subordinate | A | Active
VA23294 | 37.6571 | -77.7967 | Battery | 25 | North Pole | TX #2 | 01 450 | 7/19/2023 | Project A | A | Active
VA23297 | 37.0206 | -76.6304 | Cancelled | 19.2 | Smithfield | TX #2 | 26 346 | 7/25/2023 | Cancelled | C | Cancelled
VA23300 | 37.1881 | -78.2135 | Solar | 3 | Flat Creek | TX #1 | 63 608 | 7/25/2023 | Subordinate | A | Active
VA23311 | 38.8006 | -77.1796 | Cancelled | 1.9 | Van Dorn | TX #1 | 46 366 | 8/2/2023 | Cancelled | C | Cancelled
VA23317 |  |  | Cancelled | 0 |  |  |  | 8/9/2023 | Cancelled | C | Cancelled
VA23326 | 37.231 | -77.3876 | Battery | 0.24 | Locks | TX #3 | 02 348 | 8/14/2023 | In Construction | A | Active | 3/18/2025
VA23327 | 38.0788 | -78.5014 | Battery | 0.24 | Hollymead | TX #1 | 81 381 | 8/14/2023 | In Service | A | In Service | 10/3/2024
VA23328 | 37.0517 | -78.6504 | Battery | 0.24 | Twitty's Creek | TX #2 | 65 953 | 8/14/2023 | In Service | A | In Service | 12/18/2024
VA23329 | 37.9242 | -76.8748 | Battery | 0.24 | Dunnsville | TX #1 | 03 350 | 8/14/2023 | In Service | A | In Service
VA23330 | 38.7041 | -77.2254 | Battery | 0.6 | Occoquan | TX #1 | 45 313 | 8/14/2023 | Project A | A | Active |  | Level 2 Screen
VA23331 | 38.8926 | -77.1908 | Battery | 0.24 | Idylwood | TX #4 | 41 310 | 8/14/2023 | In Service | A | In Service | 12/20/2023
VA23332 | 37.7033 | -77.8974 | Battery | 0.24 | North Pole | TX #1 | 01 451 | 8/14/2023 | In Service | A | In Service | 12/20/2023
VA23333 | 37.5492 | -77.9259 | Battery | 0.24 | Powhatan | TX #2 | 05 406 | 8/14/2023 | In Service | A | In Service | 3/18/2025
VA23334 | 36.8126 | -76.3808 | Battery | 0.24 | Bowers Hill | TX #2 | 26 368 | 8/14/2023 | In Service | A | In Service | 12/20/2023
VA23335 | 36.7293 | -77.0734 | Battery | 0.24 | Flaggy Run | TX #1 | 26 983 | 8/14/2023 | In Service | A | In Service | 1/29/2025
VA23336 | 37.1325 | -79.2831 | Battery | 0.24 | Altavista | TX #5 | 66 500 | 8/14/2023 | In Service | A | In Service | 12/18/2024
VA23337 | 38.0841 | -78.8801 | Battery | 0.12 | DOOMS | TX #1 | 82 410 | 8/14/2023 | In Service | A | In Service | 1/27/2025
VA23338 | 36.6749 | -76.5825 | Solar | 40 | Suffolk | TX #6 | 26 351 | 8/14/2023 | Subordinate | A | Active
VA23339 | 37.7036 | -77.4916 | Cancelled | 35 | ELMONT | TX #4 | 01 New | 8/14/2023 | Cancelled | C | Cancelled
VA23340 | 37.7035 | -77.4946 | Cancelled | 30 | Elmont | TX #3 | 01 NEW | 8/14/2023 | Cancelled | C | Cancelled
VA23341 | 36.9875 | -78.082 | Solar | 9.5 | Kenbridge | TX #1 | 64 651 | 8/14/2023 | Project B | A | Active
VA23342 | 36.9875 | -78.082 | Solar | 9.5 | Kenbridge | TX #1 | 64 651 | 8/14/2023 | Subordinate | A | Active
VA23347 |  |  | Cancelled | 0 |  |  |  | 8/18/2023 | Cancelled | C | Cancelled
VA23349 | 37.1944 | -77.5511 | Solar | 4.9 | Locks | TX #4 | 02 342 | 8/21/2023 | Project B | A | Active
VA23351 | 38.1867 | -77.0124 | Solar | 20 | Oak Grove | TX #2 | 42 330 | 8/21/2023 | Project B | A | Active
VA23358 | 37.3716 | -77.3942 | Battery | 1.927 | Tyler | TX #2 | 02 396 | 9/7/2023 | Project A | A | Active |  | Facilities Study
VA23359 | 37.3473 | -77.7258 | Cancelled | 1 | Winterpock | TX #3 | 05 415 | 9/7/2023 | Cancelled | C | Cancelled
VA23360 |  |  | Cancelled | 3 | Winterpock | TX #3 | 05 415 | 9/7/2023 | Cancelled | C | Cancelled
VA23361 |  |  | Cancelled | 4 | Winterpock | TX #3 | 05 415 | 9/7/2023 | Cancelled | C | Cancelled
VA23362 | 36.914 | -76.6959 | Cancelled | 2 | Smithfield | TX #1 | 26 448 | 9/7/2023 | Cancelled | C | Cancelled
VA23363 |  |  | Cancelled | 3 | Smithfield | TX #1 | 26 448 | 9/7/2023 | Cancelled | C | Cancelled
VA23364 | 37.5123 | -76.8447 | Cancelled | 2 | Correctional | TX #1 | 28 428 | 9/7/2023 | Cancelled | C | Cancelled
VA23365 | 36.7647 | -76.7168 | Solar | 2 | Myrtle | TX #1 | 26 405 | 9/7/2023 | Subordinate | A | Active
VA23366 | 36.7647 | -76.7168 | Solar | 3 | Myrtle | TX #1 | 26 405 | 9/7/2023 | Subordinate | A | Active
VA23367 | 37.4559 | -77.088 | Solar | 2 | Providence Forge | TX #1 | 06 461 | 9/7/2023 | Subordinate | A | Active
VA23368 | 37.4559 | -77.088 | Solar | 3 | Providence Forge | TX #1 | 06 461 | 9/7/2023 | Subordinate | A | Active
VA23369 | 37.4973 | -76.8607 | Cancelled | 2 | Correctional | TX #1 | 28 428 | 9/7/2023 | Cancelled | C | Cancelled
VA23370 | 38.0233 | -79.0198 | Cancelled | 2 | Stuarts Draft | TX #1 | 82 431 | 9/7/2023 | Cancelled | C | Cancelled
VA23371 | 38.6893 | -77.2413 | Solar | 5 | Occoquan | TX #1 | 45 313 | 9/7/2023 | Project B | A | Active
VA23372 |  |  | Diesel | 5.7 | Harbour View | TX #1 | 26 477 | 9/7/2023 | In Construction | A | Active | 1/29/2025
VA23373 | 38.2283 | -78.1183 | Cancelled | 5 | Orange | TX #1 | 81 390 | 9/7/2023 | Cancelled | C | Cancelled
VA23378 | 36.8284 | -76.5827 | Solar | 5 | Kings Fork | TX #2 | 26 475 | 9/12/2023 | Project A | A | Active |  | All Studies Completed
VA23389 |  |  | Cancelled | 3 | Craigsville | TX #1 | 85 303 | 9/13/2023 | Cancelled | C | Cancelled
VA23391 | 38.3862 | -77.4117 | Landfill Gas | 0 | Cranes Corner | TX #2 | 42 415 | 9/19/2023 | Project A | A | Active
VA23398 | 36.7804 | -76.5386 | Cancelled | 3 | Crittenden | TX #1 | 26 455 | 9/25/2023 | Cancelled | C | Cancelled
VA23399 | 36.8215 | -76.2586 | Cancelled | 3 | Ruritan | TX #1 | 23 410 | 9/25/2023 | Cancelled | C | Cancelled
VA23400 | 36.8215 | -76.2586 | Cancelled | 3 | South Norfolk | TX #3 | 23 464 | 9/25/2023 | Cancelled | C | Cancelled
VA23401 | 37.4539 | -76.6058 | Solar | 3 | Shackleford | TX #1 | 04 303 | 9/25/2023 | Subordinate | A | Active
VA23402 | 37.7619 | -76.4557 | Cancelled | 3 | Lancaster | TX #3 | 03 367 | 9/25/2023 | Cancelled | C | Cancelled
VA23403 | 37.7619 | -76.4557 | Cancelled | 2 | Lancaster | TX #3 | 03 367 | 9/25/2023 | Cancelled | C | Cancelled
VA23404 |  |  |  | 3 | Lancaster | TX #3 | 03 367 | 9/25/2023 | Project B | A | Active
VA23405 | 38.1315 | -78.1948 | Cancelled | 10 | Somerset | TX #1 | 81 303 | 9/25/2023 | Cancelled | C | Cancelled
VA23406 | 38.1315 | -78.1948 | Cancelled | 10 | Somerset | TX #1 | 81 303 | 9/25/2023 | Cancelled | C | Cancelled
VA23409 |  |  | Cancelled | 0.99 | Walthall | TX #1 | Cir 404 | 9/27/2023 | Cancelled | C | Cancelled
VA23411 | 37.0446 | -76.8198 | Solar | 20 | Poolesville | TX #1 | 26 470 | 9/28/2023 | Subordinate | A | Active
VA23412 | 37.467 | -77.2637 | Cancelled | 5 | Turner | TX #1 | 06 347 | 9/28/2023 | Cancelled | C | Cancelled
VA23420 |  |  | Solar | 3 | Farmville | TX #2 | 63 702 | 10/3/2023 | Subordinate | A | Active
VA23421 |  |  | Solar | 3 | Farmville | TX #2 | 63 702 | 10/3/2023 | Subordinate | A | Active
VA23428 |  |  | Cancelled | 0 |  |  |  | 10/5/2023 | Cancelled | C | Cancelled
VA23435 | 37.0066 | -78.4838 | Solar | 26 | Twitty's Creek | TX #1 | 65 326 | 10/16/2023 | Subordinate | A | Active
VA23436 | 37.0066 | -78.4838 | Solar | 26 | Twitty's Creek | TX #1 | 65 326 | 10/16/2023 | Subordinate | A | Active
VA23437 | 37.0066 | -78.4838 | Solar | 20 | Twitty's Creek | TX #1 | 65 326 | 10/16/2023 | Subordinate | A | Active
VA23438 | 37.0066 | -78.4838 | Solar | 20 | Twitty's Creek | TX #1 | 65 326 | 10/16/2023 | Subordinate | A | Active
VA23445 | 36.7711 | -75.9565 | Diesel | 1.5 | Pendleton | TX #2 | 25 407 | 10/23/2023 | Project A | A | Active
VA23453 | 38.1582 | -79.0487 | Solar | 11 | Staunton | TX #2 | 82 402 | 10/26/2023 | Project A | A | Active |  | SGIA Sent to IC
VA23454 | 38.4547 | -77.9831 | Cancelled | 0 | Culpeper | TX #1 | 47 363 | 10/26/2023 | Cancelled | C | Cancelled
VA23455 | 39.0173 | -77.4791 | Cancelled | 0.26 | WAXPOOL SUB | TX #1 | 48 311 | 10/26/2023 | Cancelled | C | Cancelled
VA23457 | 38.0689 | -79.344 | Cancelled | 3 | Craigsville | TX #1 | 85 303 | 10/31/2023 | Cancelled | C | Cancelled
VA23458 | 37.5606 | -76.8457 | Solar | 3 | West Point | TX #2 | 04 333 | 10/31/2023 | Subordinate | A | Active
VA23459 | 38.0755 | -79.3367 | Cancelled | 3 | Craigsville | TX #1 | 85 303 | 10/31/2023 | Cancelled | C | Cancelled
VA23460 | 37.3512 | -77.0323 | Solar | 3 | Providence Forge | TX #1 | 06 460 | 10/31/2023 | Subordinate | A | Active
VA23461 | 37.3483 | -77.0321 | Solar | 3 | Providence Forge | TX #1 | 06 460 | 10/31/2023 | Subordinate | A | Active
VA23462 | 36.861 | -76.557 | Solar | 3 | Crittenden | TX #1 | 26 456 | 10/31/2023 | Project A | A | Active |  | All Studies Completed
VA23467 | 38.3363 | -77.1341 | Solar | 22 | Dahlgren | TX #1 | 42 447 | 11/3/2023 | Project B | A | Active
VA23472 |  |  | Cancelled | 0 |  |  |  | 11/7/2023 | Cancelled | C | Cancelled
VA23473 |  |  | Cancelled | 0 |  |  |  | 11/8/2023 | Cancelled | C | Cancelled
VA23474 | 37.8149 | -76.8309 | Battery | 20 | Dunnsville | TX #2 | 03 413 | 11/9/2023 | Project A | A | Active |  | Facilities Study
VA23476 | 36.8214 | -76.2586 | Cancelled | 2 | Ruritan | TX #1 | 23 410 | 11/14/2023 | Cancelled | C | Cancelled
VA23482 |  |  | Solar | 26 | Jarratt | TX #4 | 02 365 | 11/20/2023 | Subordinate | A | Active
VA23485 | 37.8195 | -76.8312 | Solar | 4 | Dunnsville | TX #2 | 03 413 | 11/27/2023 | Project B | A | Active
VA23492 | 38.1199 | -78.2113 | Cancelled | 3 | GORDONSVILLE | TX #2 | 81 399 | 11/30/2023 | Cancelled | C | Cancelled
VA23493 | 37.1944 | -78.6468 | Solar | 1.9 | Pamplin | TX #1 | 63 306 | 11/30/2023 | Project A | A | Active |  | Facilities Study
VA23494 | 37.2728 | -78.4473 | Cancelled | 3 | Farmville | TX #3 | 63 310 | 11/30/2023 | Cancelled | C | Cancelled
VA23495 | 37.2728 | -78.4473 | Solar | 3 | Farmville | TX #3 | 63 310 | 11/30/2023 | Project A | A | Active |  | Feasibility Study
VA23496 | 37.2728 | -78.4473 | Solar | 3 | Farmville | TX #3 | 63 310 | 11/30/2023 | Project B | A | Active
VA23497 | 37.2728 | -78.4473 | Solar | 3 | Farmville | TX #3 | 63 310 | 11/30/2023 | Subordinate | A | Active
VA23498 | 36.6714 | -77.6875 | Solar | 5 | Emporia | TX #2 | 61 707 | 11/30/2023 | Project A | A | Active |  | System Impact Study
VA23508 | 37.4895 | -78.3411 | Solar | 3 | Buckingham | TX #2 | 63 711 | 12/6/2023 | Subordinate | A | Active
VA23509 | 37.4895 | -78.3411 | Solar | 3 | Buckingham | TX #2 | 63 711 | 12/6/2023 | Subordinate | A | Active
VA23510 | 37.4895 | -78.3411 | Solar | 3 | Buckingham | TX #2 | 63 711 | 12/6/2023 | Subordinate | A | Active
VA23511 | 37.8281 | -76.8402 | Solar | 3 | Dunnsville | TX #2 | 03 413 | 12/6/2023 | Subordinate | A | Active
VA23514 | 37.2511 | -77.4331 | Solar | 3 | Harvell | TX #1 | 02 804 | 12/11/2023 | In Construction | A | Active | 4/8/2025
VA23519 | 37.2523 | -78.6789 | Cancelled | 3 | Pamplin | TX #4 | 63302 | 12/18/2023 | Cancelled | C | Cancelled
VA23520 | 37.2523 | -78.6789 | Cancelled | 3 | Pamplin | TX #4 | 63 302 | 12/18/2023 | Cancelled | C | Cancelled
VA23521 | 37.6708 | -77.2169 | Cancelled | 3 | Old Church | TX #2 | 06 431 | 12/18/2023 | Cancelled | C | Cancelled
VA23522 | 37.6708 | -77.2169 | Cancelled | 3 | Old Church | TX #2 | 06 431 | 12/18/2023 | Cancelled | C | Cancelled
VA23523 | 37.8195 | -76.8312 | Solar | 4 | Dunnsville | TX #2 | 03 413 | 12/18/2023 | Subordinate | A | Active
VA23524 | 37.6939 | -77.3773 | Solar | 3 | Pearsons | TX #1 | 06 471 | 12/18/2023 | Project A | A | Active |  | System Impact Study
VA23525 | 37.6939 | -77.3773 | Solar | 3 | Pearsons | TX #1 | 06 471 | 12/18/2023 | Project B | A | Active
VA23527 | 36.6232 | -77.129 | Cancelled | 14.7 | Boykins | TX #1 | 61 300 | 12/19/2023 | Cancelled | C | Cancelled
VA23529 | 36.955 | -76.6593 | Cancelled | 5 | Smithfield | TX #2 | 26 345 | 12/21/2023 | Cancelled | C | Cancelled
VA23530 | 36.9531 | -76.6589 | Cancelled | 5 | Smithfield | TX #2 | 26 345 | 12/21/2023 | Cancelled | C | Cancelled
VA23531 | 37.5044 | -77.3819 | Landfill Gas | 0 | Northeast | TX #8 | 06 375 | 12/26/2023 | In Construction | A | Active | 10/28/2024
VA23532 | 38.0903 | -78.9509 | Solar | 3 | Fishersville | TX #2 | 82 443 | 12/26/2023 | Project A | A | Active |  | Feasibility Study
VA23533 |  |  | Cancelled | 0 |  |  |  | 12/28/2023 | Cancelled | C | Cancelled
VA24011 | 37.6634 | -76.3911 | Solar | 1 | Ocran | TX #1 | 03 624 | 1/9/2024 | Project A | A | Active
VA24012 | 37.6634 | -76.3911 | Solar | 1 | Ocran | TX #1 | 03 624 | 1/9/2024 | Project B | A | Active
VA24013 |  |  | Solar | 5 | Ocran | TX #1 | 03 624 | 1/9/2024 | Subordinate | A | Active
VA24014 | 37.7912 | -76.3737 | Solar | 20 | Lancaster | TX #2 | 03 304 | 1/9/2024 | Project B | A | Active
VA24015 | 36.7403 | -77.8463 | Solar | 3 | Lawrenceville | TX #1 | 64 819 | 1/9/2024 | Subordinate | A | Active
VA24016 | 36.6773 | -77.6514 | Solar | 20 | Emporia | TX #2 | 61 707 | 1/9/2024 | Project B | A | Active
VA24017 | 36.6862 | -77.5736 | Solar | 20 | Emporia | TX #2 | 61 707 | 1/9/2024 | Subordinate | A | Active
VA24018 |  |  | Cancelled | 0 |  |  |  | 1/10/2024 | Cancelled | C | Cancelled
VA24019 | 37.0726 | -76.4335 | Landfill Gas | 0 | Winchester | TX #4 | 22 491 | 1/10/2024 | Project A | A | Active |  | Facilities Study
VA24020 | 38.2725 | -77.309 | Landfill Gas | 0 | Arnolds Corner | TX #1 | 42 340 | 1/10/2024 | Project A | A | Active |  | Facilities Study
VA24021 |  |  | Cancelled | 0 |  |  |  | 1/10/2024 | Cancelled | C | Cancelled
VA24022 |  |  | Cancelled | 0 |  |  |  | 1/10/2024 | Cancelled | C | Cancelled
VA24023 | 37.5248 | -76.6292 | Landfill Gas | 0 | Shacklefords | TX #1 | 04 303 | 1/10/2024 | Project A | A | Active |  | Facilities Study
VA24024 | 37.0591 | -77.6155 | Cancelled | 4.487 | Sapony | TX#1 | 02 331 | 1/16/2024 | Cancelled | C | Cancelled
VA24028 | 36.9516 | -79.036 | Cancelled | 2 | Perth | TX #1 | 66 404 | 1/17/2024 | Cancelled | C | Cancelled
VA24032 | 37.2023 | -76.6052 | Battery | 22.35 | Lebanon | TX #2 | 28 New | 1/18/2024 | Project B | A | Active
VA24033 | 38.5509 | -77.7346 | Solar | 4.99 | Remington | TX #2 | 47 332 | 1/23/2024 | In Construction | A | Active | 12/9/2024
VA24034 | 38.2134 | -79.0269 | Solar | 2.997 | Verona | TX #1 | 82 428 | 1/24/2024 | Project A | A | Active |  | Facilities Study
VA24037 | 38.9923 | -77.4504 | Battery | 9.95 | Lockridge | TX #4 | 44 731 | 1/30/2024 | Project A | A | Active |  | Facilities Study
VA24039 | 37.781 | -77.484 | Solar | 3 | Hanover | TX #2 | 01 385 | 2/1/2024 | Subordinate | A | Active
VA24040 | 37.402 | -76.843 | Cancelled | 3 | Toano | TX #2 | 28 426 | 2/1/2024 | Cancelled | C | Cancelled
VA24041 |  |  | Cancelled | 3 | Toano | TX #2 | 28 426 | 2/7/2024 | Cancelled | C | Cancelled
VA24042 |  |  | Cancelled | 5 | Toano | TX #2 | 28 426 | 2/7/2024 | Cancelled | C | Cancelled
VA24043 |  |  | Solar | 3.75 | Northern Neck | TX #5 | 03 305 | 2/8/2024 | Subordinate | A | Active
VA24044 |  |  | Solar | 2.5 | Fishersville | TX #1 | 82 442 | 2/15/2024 | Subordinate | A | Active
VA24046 | 37.5939 | -76.9161 | Solar | 5 | West Point | TX #2 | 04 333 | 2/16/2024 | Subordinate | A | Active
VA24047 | 37.5939 | -76.9161 | Solar | 5 | West Point | TX #2 | 04 333 | 2/16/2024 | Subordinate | A | Active
VA24048 | 37.5939 | -76.9161 | Solar | 4 | West Point | TX #2 | 04 333 | 2/16/2024 | Subordinate | A | Active
VA24049 |  |  | Solar | 5 | Flat Creek | TX #1 | 63 308 | 2/20/2024 | Subordinate | A | Active
VA24050 |  |  | Solar | 3 | Flat Creek | TX #1 | 63 308 | 2/20/2024 | Subordinate | A | Active
VA24051 |  |  | Solar | 3 | Flat Creek | TX #1 | 63 608 | 2/20/2024 | Subordinate | A | Active
VA24052 |  |  | Solar | 5 | Flat Creek | TX #1 | 63 608 | 2/20/2024 | Subordinate | A | Active
VA24053 |  |  | Solar | 3 | Flat Creek | TX #1 | 63 608 | 2/20/2024 | Subordinate | A | Active
VA24054 | 36.8215 | -76.2586 | Cancelled | 3 | Ruritan | TX #1 | 23 410 | 2/21/2024 | Cancelled | C | Cancelled
VA24055 | 36.7094 | -79.1155 | Solar | 3 | Sinai | TX #2 | 65 913 | 2/22/2024 | Subordinate | A | Active
VA24056 | 36.7091 | -79.1458 | Solar | 3 | Sinai | TX #1 | 65 911 | 2/22/2024 | Project B | A | Active
VA24057 | 37.8149 | -76.8309 | Battery | 20 | Dunnsville | TX #2 | 03 413 | 2/23/2024 | Subordinate | A | Active
VA24058 | 37.8149 | -76.8309 | Solar | 20 | Dunnesville | TX #2 | 03 413 | 2/23/2024 | Subordinate | A | Active
VA24059 | 37.4744 | -77.295 | Cancelled | 4.8 | Turner | TX #1 | 06 347 | 2/26/2024 | Cancelled | C | Cancelled
VA24060 | 37.4692 | -77.6173 | Solar | 5 | Turner | TX #1 | 06 347 | 2/27/2024 | Project A | A | Active |  | Feasibility Study
VA24062 | 36.6679 | -78.9265 | Cancelled | 1 | Welco | TX #2 | 65 312 | 3/6/2024 | Cancelled | C | Cancelled
VA24063 | 36.7334 | -78.9643 | Solar | 3 | Sinai | TX #1 | 65 911 | 3/6/2024 | Subordinate | A | Active
VA24064 | 38.1537 | -79.1268 | Cancelled | 5 | West Staunton | TX #2 | 82 438 | 3/6/2024 | Cancelled | C | Cancelled
VA24065 | 36.7485 | -78.7314 | Solar | 3 | Dryburg | TX #2 | 65 942 | 3/6/2024 | Project B | A | Active
VA24066 | 36.7485 | -78.7314 | Solar | 3 | Dryburg | TX #2 | 65 942 | 3/6/2024 | Subordinate | A | Active
VA24067 | 36.7485 | -78.7314 | Solar | 3 | Dryburg | TX #2 | 65 942 | 3/6/2024 | Subordinate | A | Active
VA24094 | 38.1315 | -78.1948 | Cancelled | 26 | Somerset | TX #1 | 81 303 | 3/12/2024 | Cancelled | C | Cancelled
VA24095 | 38.1315 | -78.1948 | Cancelled | 26 | Somerset | TX #1 | 81 303 | 3/12/2024 | Cancelled | C | Cancelled
VA24100 |  |  | Solar | 3 | Mckenny | TX #1 | 02 875 | 3/13/2024 | Subordinate | A | Active
VA24101 | 36.7667 | -77.8004 | Solar | 5 | Lawrenceville | TX #1 | 64 353 | 3/13/2024 | Subordinate | A | Active
VA24102 | 37.4292 | -77.155 | Cancelled | 2.1 | Chickahominy | TX #3 | 06 449 | 3/13/2024 | Cancelled | C | Cancelled
VA24103 | 38.0433 | -78.0493 | Cancelled | 4.998 | Louisa | TX #1 | 81 376 | 3/13/2024 | Cancelled | C | Cancelled
VA24104 | 37.4172 | -76.8425 | Solar | 3 | Lanexa | TX #1 | 28 761 | 3/15/2024 | Subordinate | A | Active
VA24107 | 37.0273 | -78.9927 | Solar | 3.36 | Perth | TX #1 | 66 404 | 3/19/2024 | Project A | A | Active
VA24112 | 36.6972 | -78.0007 | Solar | 3 | Brodnax | TX #1 | 64 817 | 3/27/2024 | Project A | A | Active |  | On Hold Pending Agreement
VA24113 | 36.6972 | -78.0007 | Solar | 3 | Brodnax | TX #1 | 64 817 | 3/27/2024 | Project B | A | Active |  | Feasibility Study
VA24114 | 36.6972 | -78.0007 | Solar | 2 | Brodnax | TX #1 | 64 817 | 3/27/2024 | Subordinate | A | Active
VA24115 | 36.6972 | -78.0007 | Solar | 3 | Brodnax | TX #1 | 64 817 | 3/27/2024 | Subordinate | A | Active
VA24116 | 36.6972 | -78.0007 | Solar | 2.25 | Brodnax | TX #1 | 64 817 | 4/2/2024 | Subordinate | A | Active
VA24117 | 36.6972 | -78.0007 | Solar | 2.25 | Brodnax | TX #1 | 64 817 | 4/2/2024 | Subordinate | A | Active
VA24118 | 36.6972 | -78.0007 | Solar | 2.25 | Brodnax | TX #1 | 64 817 | 4/2/2024 | Subordinate | A | Active
VA24119 | 36.9822 | -78.9869 | Solar | 2 | Perth | TX #1 | 66 404 | 4/2/2024 | Project B | A | Active
VA24120 | 36.9822 | -78.9869 | Solar | 3 | Perth | TX #1 | 66 404 | 4/2/2024 | Subordinate | A | Active
VA24121 | 36.9822 | -78.9869 | Solar | 3 | Perth | TX #1 | 66 404 | 4/2/2024 | Subordinate | A | Active
VA24122 | 37.7302 | -78.286 | Solar | 3 | Bremo | TX# 5 | 63 320 | 4/2/2024 | Project A | A | Active |  | Facilities Study
VA24123 | 36.7406 | -78.9394 | Solar | 3 | Sinai | TX #1 | 65 911 | 4/2/2024 | Subordinate | A | Active
VA24124 | 36.8425 | -77.4397 | Solar | 3 | Jarratt | TX# 4 | 02 365 | 4/2/2024 | Subordinate | A | Active
VA24125 | 36.8425 | -77.4397 | Solar | 3 | Jarratt | TX# 4 | 02 365 | 4/2/2024 | Subordinate | A | Active
VA24126 | 36.8425 | -77.4397 | Solar | 3 | Jarratt | TX#4 | 02 365 | 4/2/2024 | Subordinate | A | Active
VA24127 | 36.8425 | -77.4397 | Solar | 3 | Jarratt | TX# 4 | 02 365 | 4/2/2024 | Subordinate | A | Active
VA24128 |  |  | Solar | 3 | Jarratt | TX# 4 | 02 365 | 4/2/2024 | Subordinate | A | Active
VA24129 |  |  | Solar | 3 | Jarratt | TX# 4 | 02 365 | 4/2/2024 | Subordinate | A | Active
VA24132 |  |  | Solar | 3 | Harrowgate | TX# 3 | 02 370 | 4/8/2024 | In Construction | A | Active | 12/16/2024
VA24133 | 38.0631 | -78.8646 | Cancelled | 3 | Dooms 115 kV | TX #1 | 82 406 | 4/8/2024 | Cancelled | C | Cancelled
VA24143 | 36.6411 | -78.979 | Solar | 3 | Welco | TX #1 | 65 497 | 4/24/2024 | Subordinate | A | Active
VA24146 | 37.8149 | -76.8309 | Solar | 3 | Dunnsville | TX #2 | 03 413 | 5/3/2024 | Subordinate | A | Active
VA24147 | 37.8149 | -76.8309 | Solar | 3 | Dunnsville | TX #2 | 413 | 5/3/2024 | Subordinate | A | Active
VA24148 |  |  | Solar | 5 | Dunnsville | TX #1 | 03 350 | 5/6/2024 | Subordinate | A | Active
VA24151 | 38.2137 | -78.8185 | Cancelled | 3 | Grottoes | TX #1 | 82 613 | 5/7/2024 | Cancelled | C | Cancelled
VA24154 | 37.4039 | -76.8388 | Solar | 3 | Toano | TX #2 | 28 426 | 5/8/2024 | Project A | A | Active |  | Facilities Study
VA24155 | 37.4039 | -76.8388 | Solar | 3 | Toano | TX #2 | 28 426 | 5/8/2024 | Project B | A | Active
VA24156 | 37.9566 | -78.3976 | Solar | 3 | Mount Eagle | TX #1 | 81 350 | 5/8/2024 | Project A | A | Active
VA24157 | 37.9566 | -78.3976 | Solar | 3 | Mount Eagle | TX #1 | 81 350 | 5/8/2024 | Project B | A | Active
VA24158 | 37.9566 | -78.3976 | Solar | 3 | Mount Eagle | TX #1 | 81 350 | 5/8/2024 | Subordinate | A | Active
VA24166 | 38.6117 | -78.6906 | Cancelled | 1.75 | Endless Caverns | TX #2 | 84 324 | 5/8/2024 | Cancelled | C | Cancelled
VA24173 | 36.8225 | -75.9789 | Cancelled | 2 | Birdneck | TX #1 | 25 421 | 5/16/2024 | Cancelled | C | Cancelled
VA24174 | 37.3178 | -78.3938 | Solar | 3 | Farmville | TX #2 | 63 702 | 5/16/2024 | Subordinate | A | Active
VA24175 | 37.3178 | -78.3938 | Solar | 5 | Farmville | TX #2 | 63 702 | 5/16/2024 | Subordinate | A | Active
VA24190 | 36.9516 | -79.036 | Solar | 1 | Perth | TX #1 | 66 404 | 5/16/2024 | Subordinate | A | Active
VA24191 | 36.9516 | -79.036 | Solar | 1 | Perth | TX #1 | 66 404 | 5/16/2024 | Subordinate | A | Active
VA24192 | 36.7288 | -78.965 | Solar | 3 | Sinai | TX #1 | 65 911 | 5/16/2024 | Subordinate | A | Active
VA24193 | 36.8209 | -76.2576 | Solar | 5 | Ruritan | TX #1 | 23 410 | 5/20/2024 | Project A | A | Active |  | Facilities Study
VA24195 | 36.7218 | -78.8569 | Solar | 1 | Reedy Creek | TX #2 | 65 319 | 5/23/2024 | Project B | A | Active
VA24196 | -79.344 | 38.0689 | Cancelled | 1 | Craigsville | TX #1 | 85 303 | 5/23/2024 | Cancelled | C | Cancelled
VA24202 | 37.9466 | -76.6979 | Solar | 5 | Northern Neck | TX #5 | 03 305 | 6/3/2024 | Subordinate | A | Active
VA24210 | 38.6226 | -78.7688 | Solar | 4.99 | Timberville | TX #1 | 84 623 | 6/6/2024 | In Construction | A | Active | 6/16/2025
VA24215 | 37.2512 | -77.4332 | Cancelled | 3 | Harvell | TX #1 | 02 804 | 6/11/2024 | Cancelled | C | Cancelled
VA24217 | 36.601 | -77.192 | Solar | 14.2 | Boykins | TX #1 | 61 300 | 6/14/2024 | Project A | A | Active |  | All Studies Completed
VA24219 | 38.1537 | -79.1268 | Solar | 5 | West Staunton | TX #2 | 82 438 | 6/18/2024 | Project A | A | Active |  | SGIA Sent to IC
VA24222 |  |  | Cancelled | 3 | Rockbridge | TX #3 | 85 872 | 6/20/2024 | Cancelled | C | Cancelled
VA24223 | 38.4315 | -77.9679 | Solar | 5 | Culpeper | TX #2 | 47 374 | 6/21/2024 | Project A | A | Active |  | Feasibility Study
VA24229 | 36.6885 | -77.5721 | Solar | 3 | Emporia | TX #2 | 61 707 | 7/1/2024 | Subordinate | A | Active
VA24230 | 36.6885 | -77.5721 | Solar | 3 | Emporia | TX #2 | 61 707 | 7/1/2024 | Subordinate | A | Active
VA24231 | 36.6885 | -77.5721 | Solar | 2.25 | Emporia | TX #2 | 61 707 | 7/1/2024 | Subordinate | A | Active
VA24232 | 36.6885 | -77.5721 | Solar | 2.25 | Emporia | TX #2 | 61 707 | 7/1/2024 | Subordinate | A | Active
VA24233 | 38.2933 | -78.79 | Solar | 5 | Grottoes | TX #1 | 82 612 | 7/1/2024 | Subordinate | A | Active
VA24234 | 38.2933 | -78.79 | Solar | 5 | Grottoes | TX #1 | 82 612 | 7/1/2024 | Subordinate | A | Active
VA24235 | 38.2933 | -78.79 | Solar | 3 | Grottoes | TX #1 | 82 612 | 7/1/2024 | Subordinate | A | Active
VA24239 | 37.5807 | -77.939 | Battery | 15 | Powhatan | TX#1 | 05 407 | 7/3/2024 | Project A | A | Active
VA24240 | 38.2596 | -77.4105 | Battery | 5 | Fredericksburg | TX #6 | 42 311 | 7/8/2024 | Project A | A | Active |  | Facilities Study
VA24241 |  |  | Solar | 3.75 | Jarratt | TX#4 | 02 365 | 7/9/2024 | Subordinate | A | Active
VA24245 | 37.2201 | -77.5243 | Hydro | 0 | Locks | TX#4 | 02 465 | 7/10/2024 | Project A | A | Active |  | Facilities Study
VA24248 | 38.1481 | -78.8751 | Solar | 5 | Dooms 115 kV | TX #2 | 82 409 | 7/17/2024 | Project B | A | Active |  | Feasibility Study
VA24249 | 38.9 | -77.0798 | Battery | 0.0135 | Clarendon | TX #2 | 41 756 | 7/18/2024 | In Service | A | In Service | 12/16/2024
VA24253 | 38.4822 | -78.8524 | Solar | 5 | Harrisonburg | TX #1 | 82 356 | 7/18/2024 | Project A | A | Active |  | Feasibility Study
VA24254 | 37.2584 | -78.6827 | Cancelled | 5 | Pamplin | TX #1 | 63 306 | 7/18/2024 | Cancelled | C | Cancelled
VA24255 | 37.2584 | -78.6827 | Cancelled | 5 | Pamplin | TX #1 | 63 306 | 7/18/2024 | Cancelled | C | Cancelled
VA24256 | 37.2584 | -78.6827 | Cancelled | 3 | Pamplin | TX #1 | 63 306 | 7/18/2024 | Cancelled | C | Cancelled
VA24260 |  |  | Cancelled | 0.2 | Belvoir | TX #1 | 46 320 | 7/18/2024 | Cancelled | C | Cancelled
VA24267 | 36.6927 | -78.0001 | Solar | 3 | BRODNAX | TX#1 | 64 817 | 8/2/2024 | Subordinate | A | Active
VA24268 | 36.6927 | -78.0001 | Solar | 2.25 | Brodnax | TX#1 | 64 817 | 8/2/2024 | Subordinate | A | Active
VA24269 | 38.0233 | -79.0198 | Cancelled | 2 | Stuarts Draft | TX #1 | 82 431 | 8/2/2024 | Cancelled | C | Cancelled
VA24270 | 37.013 | -77.725 | Solar | 1 | McKenny | TX#1 | 875 | 8/2/2024 | Subordinate | A | Active
VA24271 | 37.5412 | -77.3941 | Solar | 1 | Northeast | TX#1 | 06 531 | 8/2/2024 | Project A | A | Active |  | Facilities Study
VA24272 |  |  | Solar | 1 | Northeast | TX #3 | 06 531 | 8/2/2024 | Project B | A | Active |  | System Impact Study
VA24273 |  |  | Solar | 1 | Northeast | TX #3 | 06 531 | 8/2/2024 | Subordinate | A | Active
VA24274 |  |  | Cancelled | 0 |  |  |  | 8/2/2024 | Cancelled | C | Cancelled
VA24275 |  |  | Cancelled | 0.522 |  |  |  | 8/2/2024 | Cancelled | C | Cancelled
VA24276 | 37.2485 | -77.4416 | Solar | 3 | Locks | TX #2 | 02 830 | 8/2/2024 | Project A | A | Active |  | System Impact Study
VA24277 | 38.9876 | -77.3566 | Battery | 0.027 | Dranesville | TX #2 | 44 440 | 8/5/2024 | Project A | A | Active |  | Level 1 Screen
VA24278 | 38.1302 | -78.4236 | Battery | 0.027 | Hollymead | TX #1 | 81 383 | 8/5/2024 | In Service | A | In Service | 3/24/2025
VA24279 | 37.9333 | -76.4979 | Solar | 3 | Northern Neck | TX #5 | 03 305 | 8/5/2024 | Subordinate | A | Active
VA24280 | 37.2035 | -78.3105 | Solar | 3 | Flat Creek | TX #1 | 63 608 | 8/5/2024 | Subordinate | A | Active
VA24281 | 37.0484 | -78.6681 | Solar | 3 | Twitty's Creek | TX #2 | 65 953 | 8/5/2024 | Subordinate | A | Active
VA24282 | 38.5948 | -78.8274 | Solar | 3 | Timberville | TX #1 | 84 625 | 8/5/2024 | Project A | A | Active
VA24283 | 37.7322 | -77.992 | Cancelled | 3 | North Pole | TX #1 | 01 451 | 8/5/2024 | Cancelled | C | Cancelled
VA24284 | 37.7991 | -77.472 | Solar | 3 | Hanover | TX #2 | 01 385 | 8/5/2024 | Subordinate | A | Active
VA24285 | 37.3673 | -76.7527 | Solar | 3 | Lightfoot | TX #1 | 28 436 | 8/6/2024 | Subordinate | A | Active
VA24286 | 37.3673 | -76.7527 | Solar | 3 | Lightfoot | TX #1 | 28 436 | 8/6/2024 | Subordinate | A | Active
VA24292 | 37.6629 | -77.9954 | Solar | 5 | North Pole | TX #1 | 01 451 | 8/7/2024 | Project A | A | Active |  | Feasibility Study
VA24293 |  |  | Cancelled | 0 |  |  | 21 304 | 8/13/2024 | Cancelled | C | Cancelled
VA24294 | 38.0077 | -76.6623 | Solar | 4.999 | Westmoreland | TX #1 | 03 315 | 8/14/2024 | Subordinate | A | Active
VA24295 | 38.2623 | -78.0139 | Cancelled | 3 | Orange | TX #3 | 81 519 | 8/14/2024 | Cancelled | C | Cancelled
VA24296 | 38.2195 | -78.8324 | Solar | 3 | Grottoes | TX #1 | 82 613 | 8/14/2024 | Subordinate | A | Active
VA24297 | 37.378 | -77.023 | Solar | 9 | Providence Forge | TX #1 | 06 640 | 8/14/2024 | Subordinate | A | Active
VA24298 | 37.378 | -77.023 | Solar | 5 | providence Forge | TX #1 | 06 640 | 8/14/2024 | Subordinate | A | Active
VA24299 | 37.378 | -77.023 | Solar | 3 | Providence Forge | TX #1 | 06 640 | 8/14/2024 | Subordinate | A | Active
VA24300 | 38.8768 | -77.1151 | Battery | 0.0115 | Glen Carlyn | TX #4 | 41 373 | 8/15/2024 | In Service | A | In Service | 11/18/2024
VA24301 | 36.7333 | -76.6939 | Solar | 5 | Myrtle | TX #1 | 26 405 | 8/19/2024 | Subordinate | A | Active
VA24302 | 36.7302 | -76.7012 | Solar | 5 | Myrtle | TX #1 | 26 405 | 8/19/2024 | Subordinate | A | Active
VA24303 | 36.7261 | -76.7244 | Solar | 5 | Myrtle | TX #1 | 26 405 | 8/19/2024 | Subordinate | A | Active
VA24304 | 36.7462 | -78.9956 | Solar | 3 | Sinai | TX #2 | 65 913 | 8/19/2024 | Subordinate | A | Active
VA24305 | 36.7438 | -78.9934 | Solar | 3 | Sinai | TX #2 | 65 904 | 8/19/2024 | Subordinate | A | Active
VA24306 | 36.7477 | -78.9884 | Solar | 3 | Sinai | TX #2 | 65 913 | 8/19/2024 | Subordinate | A | Active
VA24311 | 36.6302 | -76.3429 | Solar | 3 | Grassfield | TX #1 | 23 424 | 8/23/2024 | Project A | A | Active |  | Facilities Study
VA24313 |  |  | Cancelled | 0 |  |  |  | 8/27/2024 | Cancelled | C | Cancelled
VA24314 | 38.9 | -77.0798 | Cancelled | 0.0135 | Clarendon | TX #2 | 41 756 | 8/27/2024 | Cancelled | C | Cancelled
VA24315 | 38.4137 | -78.925 | Battery | 19.584 | Dayton | TX #2 | 82 342 | 8/28/2024 | Project A | A | Active |  | All Studies Completed
VA24316 | 37.2691 | -78.1006 | Solar | 3 | Jetersville | TX #1 | 63 308 | 8/28/2024 | Project A | A | Active |  | Facilities Study
VA24317 |  |  | Solar | 3 | Jetersville | TX #1 | 63 308 | 8/28/2024 | Project B | A | Active
VA24318 |  |  | Solar | 3 | jetersville | TX #1 | 63 308 | 8/28/2024 | Subordinate | A | Active
VA24319 |  |  | Cancelled | 1 | Craigsville | TX #1 | 85 303 | 8/28/2024 | Cancelled | C | Cancelled
VA24320 |  |  | Solar | 3 | Lancaster | TX #2 | 03 304 | 8/28/2024 | Subordinate | A | Active
VA24321 | 37.1046 | -76.4598 | Battery | 19.584 | Rock Landing | TX #2 NEW | 22 NEW | 8/28/2024 | Project A | A | Active |  | Facilities Study
VA24322 |  |  | Solar | 3 | Northern Neck | TX #5 | 03 305 | 8/28/2024 | Subordinate | A | Active
VA24323 |  |  | Solar | 3 | Northern Neck | Northern Neck | 03 305 | 8/28/2024 | Subordinate | A | Active
VA24324 |  |  | Solar | 3 | Northern Neck | TX #5 | 03 305 | 8/28/2024 | Subordinate | A | Active
VA24325 | 37.0355 | -78.9673 | Solar | 5 | Perth | TX #1 | 66 404 | 8/28/2024 | Subordinate | A | Active
VA24326 | 37.0355 | -78.9673 | Solar | 5 | Perth | TX #1 | 66 404 | 8/28/2024 | Subordinate | A | Active
VA24327 | 37.0355 | -78.9673 | Solar | 3 | Perth | TX #1 | 66 404 | 8/28/2024 | Subordinate | A | Active
VA24328 | 36.9233 | -76.9728 | Solar | 3 | Wakefield | TX #1 | 02 827 | 8/28/2024 | Subordinate | A | Active
VA24329 | 36.9233 | -76.9728 | Solar | 3 | Wakefield | TX #1 | 02 827 | 8/28/2024 | Subordinate | A | Active
VA24330 | 36.9233 | -76.9728 | Solar | 3 | Wakefield | TX #1 | 02 827 | 8/28/2024 | Subordinate | A | Active
VA24331 | 36.9351 | -76.9726 | Solar | 5 | Wakefield | TX #1 | 02 827 | 8/28/2024 | Subordinate | A | Active
VA24332 | 36.9351 | -76.9726 | Solar | 5 | WAkefield | TX #1 | 02 827 | 8/28/2024 | Subordinate | A | Active
VA24333 | 36.9351 | -76.9726 | Solar | 3 | Wakefield | TX #1 | 02 827 | 8/28/2024 | Subordinate | A | Active
VA24334 | 36.9351 | -76.9726 | Solar | 5 | Wakefield | TX #1 | 02 827 | 8/28/2024 | Subordinate | A | Active
VA24335 | 36.9351 | -76.9726 | Solar | 5 | Wakefield | TX #1 | 02 827 | 8/28/2024 | Subordinate | A | Active
VA24336 | 36.9351 | -76.9726 | Solar | 3 | Wakefield | TX #1 | 02 827 | 8/28/2024 | Subordinate | A | Active
VA24340 | 38.3619 | -77.4726 | Solar | 3 | Cranes Corner | TX #2 | 42 407 | 8/30/2024 | Project A | A | Active |  | Feasibility Study
VA24341 | 38.3619 | -77.4726 | Solar | 3 | Cranes Corner | TX #2 | 42 407 | 8/30/2024 | Project B | A | Active
VA24342 | 37.4889 | -78.3747 | Solar | 3 | Buckingham | TX #1 | 63 425 | 8/30/2024 | Subordinate | A | Active
VA24343 | 37.4889 | -78.3747 | Solar | 3 | Buckingham | TX #1 | 63 425 | 8/30/2024 | Subordinate | A | Active
VA24344 | 37.6571 | -77.7967 | Solar | 3 | North Pole | TX #2 | 01 450 | 8/31/2024 | Project B | A | Active
VA24345 | 37.6571 | -77.7967 | Solar | 3 | North Pole | TX #2 | 01 450 | 8/31/2024 | Subordinate | A | Active
VA24346 | 37.1373 | -79.2378 | Cancelled | 26 | Otter River | TX #1 | 66 510 | 9/4/2024 | Cancelled | C | Cancelled
VA24347 | 37.1373 | -79.2378 | Cancelled | 7 | Otter River | TX #1 | 66 510 | 9/4/2024 | Cancelled | C | Cancelled
VA24348 | 37.1373 | -79.2378 | Cancelled | 5 | Otter River | TX #1 | 66 510 | 9/4/2024 | Cancelled | C | Cancelled
VA24349 | 37.1373 | -79.2378 | Solar | 3 | Otter River | TX #1 | 66 510 | 9/4/2024 | Project A | A | Active |  | On Hold Pending Agreement
VA24350 | 37.1373 | -79.2378 | Solar | 26 | Otter River | TX #1 | 66 510 | 9/4/2024 | Subordinate | A | Active
VA24351 | 37.1373 | -79.2378 | Solar | 5 | Otter River | TX #1 | 66 510 | 9/4/2024 | Subordinate | A | Active
VA24352 | 37.1373 | -79.2378 | Solar | 3 | Otter River | TX #1 | 66 510 | 9/4/2024 | Subordinate | A | Active
VA24353 | 38.8442 | -77.2178 | Battery | 0.01 | Gallows Rd | TX #1 | 46 473 | 9/6/2024 | In Service | A | In Service | 1/7/2025
VA24357 |  |  | Cancelled | 0 |  |  |  | 9/10/2024 | Cancelled | C | Cancelled
VA24358 |  |  | Cancelled | 0 |  |  |  | 9/10/2024 | Cancelled | C | Cancelled
VA24359 |  |  | Cancelled | 0 |  |  |  | 9/10/2024 | Cancelled | C | Cancelled
VA24361 |  |  | Solar | 5 | Dunnsville | TX #2 | 03 413 | 9/11/2024 | Subordinate | A | Active
VA24363 |  |  | Cancelled | 0.007 |  |  |  | 9/13/2024 | Cancelled | C | Cancelled
VA24365 | 36.8724 | -76.6029 | Solar | 3 | Benns Church | TX #2 | 26 392 | 9/17/2024 | Project B | A | Active |  | System Impact Study
VA24366 | 39.1245 | -77.6248 | Cancelled | 19.584 | Hamilton | TX #1 | 48 NEW | 9/17/2024 | Cancelled | C | Cancelled
VA24367 | 36.7677 | -79.3905 | Solar | 4 | Banister | TX #2 | 66 400 | 9/17/2024 | Subordinate | A | Active
VA24368 | 36.2644 | -76.6519 | Battery | 33 | Penniman | TX #1 | 28 445 | 9/19/2024 | Project A | A | Active
VA24369 |  |  | Cancelled | 3 |  |  |  | 9/19/2024 | Cancelled | C | Cancelled
VA24371 | 37.4196 | -76.9013 | Solar | 3 | Lanexa | TX #1 | 28 761 | 9/23/2024 | Subordinate | A | Active
VA24372 | 37.4196 | -76.9013 | Solar | 3 | Lanexa | TX #1 | 28 761 | 9/23/2024 | Subordinate | A | Active
VA24373 | 37.7159 | -77.4206 | Solar | 3 | Hanover | TX #5 | 01 550 | 9/23/2024 | Project B | A | Active
VA24374 | 37.7159 | -77.4206 | Solar | 3 | Hanover | TX #5 | 01 550 | 9/23/2024 | Subordinate | A | Active
VA24375 | 37.4197 | -77.3483 | Solar | 3 | Turner | TX #2 | 06 316 | 9/24/2024 | Project B | A | Active
VA24376 | 37.4197 | -77.3483 | Solar | 3 | Turner | TX #2 | 06 316 | 9/24/2024 | Subordinate | A | Active
VA24377 | 37.6467 | -79.5196 | Solar | 3.3 | Glasgow | TX #2 | 85 883 | 9/24/2024 | Project A | A | Active
VA24378 | 37.6467 | -79.5196 | Solar | 3.3 | Glasgow | TX #2 | 85 883 | 9/24/2024 | Project B | A | Active
VA24379 | 36.7295 | -76.7044 | Solar | 2 | Myrtle | TX #1 | 26 405 | 9/26/2024 | Subordinate | A | Active
VA24380 | 37.5779 | -79.5086 | Solar | 3 | Glasgow | TX #2 | 85 883 | 9/26/2024 | Subordinate | A | Active
VA24381 | 37.5779 | -79.5086 | Solar | 3 | Glasgow | TX #2 | 85 883 | 9/26/2024 | Subordinate | A | Active
VA24382 | 36.9745 | -77.7261 | Solar | 2 | Mckenny | TX #1 | 02 875 | 9/26/2024 | Subordinate | A | Active
VA24383 | 38.4142 | -78.0067 | Solar | 4.999 | Culpeper | TX #1 | 47 363 | 9/27/2024 | Project A | A | Active
VA24384 | 37.3646 | -76.7619 | Solar | 5 | Lightfoot | TX #2 | 28 438 | 9/27/2024 | Subordinate | A | Active
VA24385 | 37.7039 | -77.4908 | Battery | 35 | Elmont | TX #4 | 01 NEW | 9/27/2024 | Project A | A | Active
VA24386 | 36.7301 | -78.8512 | Solar | 4.999 | Reedy Creek | TX #2 | 65 911 | 10/1/2024 | Subordinate | A | Active
VA24387 | 38.2623 | -78.0139 | Cancelled | 3 | Orange | TX #3 | 81 661 | 10/1/2024 | Cancelled | C | Cancelled
VA24388 | 38.2623 | -78.0139 | Cancelled | 3 | Orange | TX #3 | 81 661 | 10/1/2024 | Cancelled | C | Cancelled
VA24389 | 36.798 | -77.8032 | Solar | 3 | Lawrenceville | TX #2 | 64 353 | 10/1/2024 | Project A | A | Active |  | Facilities Study
VA24390 | 36.798 | -77.8032 | Solar | 3 | Lawrenceville | TX #2 | 64 353 | 10/1/2024 | Project B | A | Active |  | System Impact Study
VA24391 | 36.798 | -77.8032 | Solar | 6 | Lawrenceville | TX #2 | 64 353 | 10/1/2024 | Subordinate | A | Active
VA24402 | 38.8381 | -78.5476 | Solar | 5 | Edinburg | TX #2 | 84 348 | 10/3/2024 | Project A | A | Active |  | All Studies Completed
VA24405 | 37.5842 | -76.4691 | Solar | 3 | Harmony Village | TX #4 | 04 434 | 10/4/2024 | Subordinate | A | Active
VA24406 | 37.5842 | -76.4691 | Solar | 3 | Harmony Village | TX #4 | 04 434 | 10/4/2024 | Subordinate | A | Active
VA24407 | 37.5857 | -76.4782 | Solar | 3 | Harmony Village | TX #4 | 04 434 | 10/4/2024 | Subordinate | A | Active
VA24408 | 37.5857 | -76.4782 | Solar | 3 | Harmony Village | TX #4 | 04 434 | 10/4/2024 | Subordinate | A | Active
VA24409 | 37.6009 | -76.5168 | Solar | 3 | Harmony Village | TX #4 | 04 308 | 10/4/2024 | Subordinate | A | Active
VA24410 | 37.6009 | -76.5168 | Solar | 3 | Harmony Village | TX #4 | 04 308 | 10/4/2024 | Subordinate | A | Active
VA24411 | 36.6811 | -78.8747 | Solar | 3 | Welco | TX #1 | 65 497 | 10/4/2024 | Subordinate | A | Active
VA24412 | 36.6811 | -78.8747 | Solar | 3 | Welco | TX #1 | 65 497 | 10/4/2024 | Subordinate | A | Active
VA24413 | 38.937 | -77.2002 | Battery | 0.04 | CIA substation | TX #4 | 41 769 | 10/7/2024 | In Service | A | In Service | 12/12/2024
VA24417 |  |  | Battery | 0.0115 | Tysons | TX #2 | 44 375 | 10/11/2024 | In Service | A | In Service
VA24420 | 36.7091 | -79.1458 | Solar | 3 | Sinai | TX #1 | 65 911 | 10/16/2024 | Subordinate | A | Active
VA24421 | 36.7091 | -79.1458 | Solar | 3 | Sinai | TX #1 | 65 911 | 10/16/2024 | Subordinate | A | Active
VA24423 | 37.7035 | -77.4946 | Battery | 30 | Elmont | TX #3 | 01 NEW | 10/21/2024 | Project A | A | Active
VA24426 | 37.7742 | -77.3535 | Solar | 3 | Pearsons | TX #1 | 06 471 | 10/24/2024 | Subordinate | A | Active
VA24427 | 37.7742 | -77.3535 | Solar | 3 | Pearsons | TX #1 | 06 471 | 10/24/2024 | Subordinate | A | Active
VA24428 | 37.7742 | -77.3535 | Solar | 3 | Pearsons | TX #1 | 06 471 | 10/24/2024 | Subordinate | A | Active
VA24429 | 37.7742 | -77.3535 | Solar | 3 | Pearsons | TX #1 | 06 471 | 10/24/2024 | Subordinate | A | Active
VA24430 | 37.7742 | -77.3535 | Solar | 3 | Pearsons | TX #1 | 06 471 | 10/24/2024 | Subordinate | A | Active
VA24431 | 37.7742 | -77.3535 | Solar | 3 | Pearsons | TX #1 | 06 471 | 10/24/2024 | Subordinate | A | Active
VA24438 | 37.1022 | -77.357 | Cancelled | 0.675 | POE | TX #4 | 02 355 | 11/1/2024 | Cancelled | C | Cancelled
VA24439 | 38.4051 | -77.5942 | Battery | 0.04 | Garrisonville | TX #1 | 42 481 | 11/6/2024 | In Construction | A | Active | 6/13/2025
VA24440 | 38.8108 | -77.0682 | Battery | 0.005 | North Alexandria | TX #3 | 41 676 | 11/6/2024 | Project A | A | Active |  | Level 1 Screen
VA24443 | 38.1049 | -78.5862 | Battery | 0.027 | Barracks Road | TX #1 | 81 339 | 11/8/2024 | In Service | A | In Service | 3/31/2025
VA24444 | 37.5019 | -77.6129 | Battery | 0.022 | Trabue | TX#2 | 05 422 | 11/13/2024 | In Construction | A | Active | 5/14/2025
VA24446 | 37.0057 | -79.0128 | Solar | 3 | Perth | TX #1 | 66 404 | 11/13/2024 | Subordinate | A | Active
VA24447 | 37.0038 | -79.0079 | Solar | 4.995 | Perth | TX #1 | 66 404 | 11/13/2024 | Subordinate | A | Active
VA24448 | 37.0038 | -79.0079 | Solar | 3 | Perth | TX #1 | 66 404 | 11/13/2024 | Subordinate | A | Active
VA24449 | 37.4398 | -76.4758 | Solar | 4.995 | Wan | TX #1 | 04 346 | 11/15/2024 | Subordinate | A | Active
VA24450 | 38.7474 | -77.2716 | Battery | 0.01 | Keene Mill | TX #2 | 46 444 | 11/18/2024 | In Service | A | In Service | 1/7/2025
VA24452 | 37.3093 | -77.9402 | Solar | 1 | Jetersville | TX#1 | 63 308 | 11/20/2024 | Subordinate | A | Active
VA24453 | 37.3092 | -77.9401 | Solar | 1 | Jetersville | TX#1 | 63 308 | 11/20/2024 | Subordinate | A | Active
VA24454 | 36.6714 | -77.6875 | Solar | 5 | Emporia | TX #2 | 61 707 | 11/20/2024 | Subordinate | A | Active
VA24456 | 36.7935 | -77.8927 | Solar | 3 | Lawrenceville | TX #2 | 64 353 | 11/25/2024 | Subordinate | A | Active
VA24457 | 36.7935 | -77.8927 | Solar | 3 | Lawrenceville | TX #2 | 64 343 | 11/25/2024 | Subordinate | A | Active
VA24458 | 36.7935 | -77.8927 | Solar | 3 | Lawrenceville | TX #2 | 66 353 | 11/25/2024 | Subordinate | A | Active
VA24462 | 36.6981 | -77.6716 | Solar | 3 | Emporia | TX #2 | 61 707 | 12/3/2024 | Subordinate | A | Active
VA24467 | 37.4404 | -76.464 | Cancelled | 4.995 | Wan | TX #1 | 04 346 | 12/5/2024 | Cancelled | C | Cancelled
VA24468 | 36.7195 | -78.9417 | Solar | 4.98 | South Boston | TX #1 | 65 904 | 12/5/2024 | Project B | A | Active
VA24469 | 36.7146 | -78.953 | Solar | 3 | South Boston | TX #1 | 65 904 | 12/9/2024 | Subordinate | A | Active
VA24470 | 36.7146 | -78.953 | Solar | 3 | South Boston | TX #1 | 65 904 | 12/9/2024 | Subordinate | A | Active
VA24471 | 36.7146 | -78.953 | Solar | 3 | South Boston | TX #1 | 65 904 | 12/9/2024 | Subordinate | A | Active
VA24472 | 38.1537 | -79.1268 | Solar | 5 | West Staunton | TX #2 | 82 438 | 12/9/2024 | Project B | A | Active
VA24475 | 36.798 | -77.8032 | Solar | 3 | Lawrenceville | TX #2 | 64 353 | 12/11/2024 | Subordinate | A | Active
VA24476 | 36.8064 | -78.7325 | Solar | 4.98 | Mount Laurel | TX #2 | 65 941 | 12/11/2024 | Subordinate | A | Active
VA24479 | 37.4196 | -76.9013 | Solar | 3 | Lanexa | TX #1 | 28 761 | 12/17/2024 | Subordinate | A | Active
VA24480 | 37.4196 | -76.9013 | Solar | 3 | Lanexa | TX #1 | 28 761 | 12/17/2024 | Subordinate | A | Active
VA24481 | 36.6714 | -76.7831 | Solar | 3 | Holland | TX #1 | 26 980 | 12/17/2024 | Subordinate | A | Active
VA24482 |  |  | Solar | 3 | Holland | `TX#1 | 26 980 | 12/17/2024 | Subordinate | A | Active
VA24483 | 37.6571 | -77.7967 | Battery | 26 | North Pole | TX #2 | 01 450 | 12/17/2024 | Subordinate | A | Active
VA24484 | 37.6571 | -77.7967 | Battery | 26 | North Pole | TX #2 | 01 450 | 12/17/2024 | Subordinate | A | Active
VA24485 | 37.657 | -77.7967 | Solar | 3 | North Pole | TX #2 | 01 450 | 12/17/2024 | Subordinate | A | Active
VA24486 | 38.3619 | -77.4726 | Solar | 3 | Cranes Corner | TX #2 | 42 407 | 12/17/2024 | Subordinate | A | Active
VA24487 |  |  | Solar | 3 | Cranes Corner | TX #2 | 42 407 | 12/17/2024 | Subordinate | A | Active
VA24488 | 37.4197 | -77.3483 | Solar | 3 | Turner | TX #2 | 06 316 | 12/17/2024 | Subordinate | A | Active
VA24489 | 37.4197 | -77.3483 | Solar | 3 | Turner | TX #2 | 06 316 | 12/17/2024 | Subordinate | A | Active
VA24490 | 37.4889 | -78.3747 | Solar | 3 | Buckingham | TX #1 | 63 425 | 12/17/2024 | Subordinate | A | Active
VA24491 | 38.289 | -77.1961 | Cancelled | 7 | Arnolds Corner | TX #2 | 42 771 | 12/17/2024 | Cancelled | C | Cancelled
VA24492 | 36.6889 | -76.0351 | Solar | 3 | West Landing | TX #1 | 25 485 | 12/18/2024 | Subordinate | A | Active
VA24493 | 36.6889 | -76.0351 | Solar | 3 | West Landing | TX #1 | 25 485 | 12/18/2024 | Subordinate | A | Active
VA24494 | 37.6467 | -79.5196 | Solar | 3.3 | Glasgow | TX #2 | 85 883 | 12/18/2024 | Subordinate | A | Active
VA24495 | 37.6467 | -79.5196 | Solar | 3.3 | Glasgow | TX #2 | 85 883 | 12/18/2024 | Subordinate | A | Active
VA24496 | 37.5939 | -76.9161 | Solar | 5 | West Point | TX #2 | 04 333 | 12/18/2024 | Subordinate | A | Active
VA24497 | 37.5939 | -76.9161 | Solar | 5 | West Point | TX #2 | 04 333 | 12/18/2024 | Subordinate | A | Active
VA24498 | 37.7159 | -77.4206 | Solar | 3 | Hanover | TX #5 | 01 550 | 12/18/2024 | Subordinate | A | Active
VA24499 | 37.7159 | -77.4206 | Solar | 3 | Hanover | TX #5 | 01 550 | 12/18/2024 | Subordinate | A | Active
VA24500 | 37.6939 | -77.3773 | Solar | 3 | Pearsons | TX #1 | 06 471 | 12/18/2024 | Subordinate | A | Active
VA24501 | 38.3363 | -77.1341 | Solar | 22 | Dahlgren | TX #1 | 42 447 | 12/19/2024 | Subordinate | A | Active
VA24502 | 37.1373 | -79.2378 | Solar | 22 | Otter River | TX #1 | 66 510 | 12/20/2024 | Subordinate | A | Active
VA24503 | 37.1373 | -79.2378 | Solar | 22 | Otter River | TX #1 | 66 510 | 12/20/2024 | Subordinate | A | Active
VA24504 | 37.1373 | -79.2378 | Solar | 5 | Otter River | TX #1 | 66 510 | 12/20/2024 | Subordinate | A | Active
VA24505 | 37.1373 | -79.2378 | Solar | 3 | Otter River | TX #1 | 66 510 | 12/20/2024 | Subordinate | A | Active
VA24506 | 38.1315 | -78.1948 | Cancelled | 26 | Somerset | TX #1 | 81 303 | 12/20/2024 | Cancelled | C | Cancelled
VA24507 | 38.1315 | -78.1948 | Cancelled | 26 | Somerset | TX #1 | 81 303 | 12/20/2024 | Cancelled | C | Cancelled
VA24508 | 36.6889 | -76.0351 | Battery | 8 | West Landing | TX #1 | 25 485 | 12/20/2024 | Subordinate | A | Active
VA24509 | 36.6889 | -76.0351 | Battery | 17 | West Landing | TX #1 | 25 485 | 12/20/2024 | Subordinate | A | Active
VA24510 | 36.6889 | -76.0351 | Battery | 8 | West Landing | TX #1 | 25 485 | 12/20/2024 | Subordinate | A | Active
VA24511 | 36.6889 | -76.0351 | Battery | 17 | West Landing | TX #1 | 25 485 | 12/20/2024 | Subordinate | A | Active
VA24512 | 37.8149 | -76.8309 | Battery | 20 | Dunnsville | TX #2 | 03 413 | 12/20/2024 | Subordinate | A | Active
VA24513 | 37.8149 | -76.8309 | Battery | 20 | Dunnsville | TX #2 | 03 413 | 12/20/2024 | Subordinate | A | Active
VA24514 | 37.8149 | -76.8309 | Solar | 20 | Dunnesville | TX #2 | 03 413 | 12/20/2024 | Subordinate | A | Active
VA24515 | 37.8149 | -76.8309 | Solar | 20 | Dunnsville | TX #2 | 03 413 | 12/20/2024 | Subordinate | A | Active
VA24516 | 36.6185 | -76.5876 | Solar | 20 | Suffolk | TX #9 | 26 343 | 12/20/2024 | Project B | A | Active
VA24517 | 36.6185 | -76.5876 | Solar | 20 | Suffolk | TX #9 | 26 343 | 12/20/2024 | Subordinate | A | Active
VA24518 | 36.6185 | -76.5876 | Solar | 20 | Suffolk | TX #9 | 26 343 | 12/20/2024 | Subordinate | A | Active
VA24519 |  |  | Solar | 3 | Pearson | TX #1 |  | 12/20/2024 | Subordinate | A | Active
VA24520 | 38.0997 | -76.8135 | Solar | 26 | Westmoreland | TX #1 | 03 315 | 12/20/2024 | Subordinate | A | Active
VA24521 | 38.0997 | -76.8135 | Solar | 10 | Westmoreland | TX #1 | 03 315 | 12/20/2024 | Subordinate | A | Active
VA24522 | 36.614 | -77.5432 | Cancelled | 20 | Skippers | TX #1 | 61 New | 12/20/2024 | Cancelled | C | Cancelled
VA24523 | 37.5807 | -77.939 | Battery | 15 | Powhatan | TX #1 | 05 407 | 12/20/2024 | Project B | A | Active
VA24524 | 37.5807 | -77.939 | Battery | 15 | Powhatan | TX #1 | 05 407 | 12/20/2024 | Subordinate | A | Active
VA24525 | 37.4881 | -76.8637 | Cancelled | 5 | Correctional | TX #1 | 28 429 | 12/23/2024 | Cancelled | C | Cancelled
VA24526 | 37.4881 | -76.8637 | Cancelled | 5 | Correctional | TX #1 | 28 429 | 12/23/2024 | Cancelled | C | Cancelled
VA24527 | 37.4881 | -76.8637 | Solar | 3 | Correctional | TX #1 | 28 429 | 12/23/2024 | Project A | A | Active |  | Feasibility Study
VA24528 | 37.4881 | -76.8637 | Solar | 3 | Correctional | TX #1 | 28 429 | 12/23/2024 | Subordinate | A | Active
VA24529 | 36.7475 | -78.0414 | Solar | 5 | La Crosse | TX #2 | 64 314 | 12/23/2024 | Subordinate | A | Active
VA24530 |  |  | Solar | 5 | La Crosse | TX #2 | 64 314 | 12/23/2024 | Subordinate | A | Active
VA24531 |  |  | Solar | 3 | La Crosse | TX #2 | 64 314 | 12/23/2024 | Subordinate | A | Active
VA24532 |  |  | Solar | 3 | La Crosse | TX #2 | 64 314 | 12/23/2024 | Subordinate | A | Active
VA25002 | 36.7023 | -76.6017 | Solar | 5 | Suffolk | TX #9 | 26 343 | 1/8/2025 | Subordinate | A | Active
VA25003 | 36.6233 | -76.6529 | Solar | 3 | Suffolk | TX #9 | 26 343 | 1/13/2025 | Subordinate | A | Active
VA25004 | 36.7824 | -77.8121 | Solar | 5 | Lawrenceville | TX #2 | 64 353 | 1/13/2025 | Subordinate | A | Active
VA25005 | 36.7824 | -77.8121 | Solar | 5 | Lawrenceville | TX #2 | 64 353 | 1/13/2025 | Subordinate | A | Active
VA25008 | 36.8123 | -76.3605 | Solar | 0.05 | Shea | TX #3 | 26 349 | 1/17/2025 | Project A | A | Active |  | Level 1 Screen
VA25009 |  |  | Battery | 0.015 | Winterpock | TX#3 | 05 415 | 1/17/2025 | In Construction | A | Active | 6/4/2025
VA25010 | 36.972 | -78.1366 | Solar | 3 | Kenbridge | TX #1 | 64 650 | 1/21/2025 | Subordinate | A | Active
VA25011 | 37.9556 | -76.7407 | Solar | 3 | Northern Neck | TX #1 | 03 306 | 1/21/2025 | Subordinate | A | Active
VA25012 | 37.9556 | -76.7409 | Solar | 4.99 | Northern Neck | TX #1 | 03 306 | 1/21/2025 | Subordinate | A | Active
VA25013 | 37.9556 | -76.7409 | Solar | 0 | Northern Neck | TX #1 | 03 306 | 1/21/2025 | Subordinate | A | Active
VA25019 | 37.5145 | -79.7078 | Battery | 3 | Glasgow | TX #1 | 85 371 | 1/26/2025 | Project A | A | Active |  | System Impact Study
VA25020 | 38.7373 | -77.2223 | Battery | 0.011 | Franconia | TX #2 | 46 750 | 1/27/2025 | In Service | A | In Service | 3/4/2025
VA25022 | 37.1019 | -79.304 | Solar | 3 | Otter River | TX #2 | 66 507 | 1/28/2025 | Project A | A | Active |  | Feasibility Study
VA25023 | 37.1019 | -79.304 | Solar | 4 | Otter River | TX #2 | 66 507 | 1/28/2025 | Subordinate | A | Active
VA25024 | 38.9361 | -77.3184 | Battery | 0.0115 | Hunter | TX #2 | 44 720 | 1/29/2025 | In Service | A | In Service
VA25025 | 39.0526 | -77.3973 | Battery | 0.24 | Sterling Park | TX #4 | 44 700 | 1/29/2025 | In Construction | A | Active | 4/16/2025
VA25027 | 37.571 | -76.4783 | Solar | 0 | Harmony Village | TX #4 | 04 358 | 2/4/2025 | Project A | A | Active |  | Facilities Study
VA25029 | 37.0208 | -77.1018 | Cancelled | 5 | Waverly | TX #1 | 02 847 | 2/4/2025 | Cancelled | C | Cancelled
VA25032 | 36.7775 | -77.7781 | Solar | 3 | Lawrenceville | TX #2 | 64 353 | 2/11/2025 | Subordinate | A | Active
VA25033 | 36.7775 | -77.7781 | Solar | 3 | Lawreceville | TX #2 | 64 353 | 2/11/2025 | Subordinate | A | Active
VA25034 | 38.8063 | -77.1816 | Battery | 0.24 | Springfield | TX #1 | 46 977 | 2/11/2025 | In Construction | A | Active | 3/4/2025
VA25035 |  |  | Cancelled | 0 |  |  |  | 1/15/2025 | Cancelled | C | Cancelled
VA25036 |  |  | Cancelled | 0 |  |  |  | 1/15/2025 | Cancelled | C | Cancelled
VA25037 | 38.8888 | -77.1603 | Battery | 0.0115 | Falls Church | TX #4 | 41 483 | 2/12/2025 | In Construction | A | Active | 3/18/2025
VA25038 | 36.7072 | -77.0919 | Solar | 4.95 | Watkins Corner | TX #2 | 26 409 | 2/13/2025 | Project B | A | Active |  | Feasibility Study
VA25040 | 38.1537 | -79.1268 | Solar | 5 | West Staunton | TX #2 | 82 438 | 2/17/2025 | Subordinate | A | Active
VA25043 | 38.606 | -77.8001 | Solar | 3 | Remington | TX #1 | 47 324 | 2/18/2025 | Project B | A | Active
VA25044 | 38.606 | -77.8001 | Solar | 3 | Remington | TX #1 | 47 324 | 2/18/2025 | Subordinate | A | Active
VA25045 | 38.3127 | -78.9289 | Solar | 3 | Weyers Cave | TX #1 | 82 350 | 2/18/2025 | Project A | A | Active
VA25046 |  |  | Solar | 3 | Weyers Cave | TX #1 | 82 350 | 2/18/2025 | Project B | A | Active
VA25047 | 37.0065 | -78.6005 | Solar | 3 | Twitty's Creek | TX #2 | 65 953 | 2/18/2025 | Subordinate | A | Active
VA25048 | 37.0065 | -78.6005 | Solar | 3 | Twitty's Creek | TX #2 | 65 953 | 2/18/2025 | Subordinate | A | Active
VA25052 | 37.1658 | -78.0964 | Solar | 3 | Crewe | TX #1 | 63 601 | 2/24/2025 | Project B | A | Active
VA25053 | 37.1658 | -78.0964 | Solar | 3 | Crewe | TX #1 | 63 601 | 2/24/2025 | Subordinate | A | Active
VA25054 | 36.9666 | -79.0841 | Solar | 5 | Perth | TX #1 | 66 404 | 2/24/2025 | Subordinate | A | Active
VA25055 | 36.6714 | -77.6875 | Solar | 3 | Emporia | TX #2 | 61 707 | 2/24/2025 | Subordinate | A | Active
VA25056 | 36.6714 | -77.6875 | Solar | 3 | Emporia | TX #2 | 61 707 | 2/24/2025 | Subordinate | A | Active
VA25057 | 36.6714 | -77.6875 | Solar | 6 | Emporia | TX #2 | 61 707 | 2/24/2025 | Subordinate | A | Active
VA25058 | 36.9211 | -76.3247 | Diesel | 3.44 | Sewells Point | TX #8 | 21 350 | 2/24/2025 | Project A | A | Active |  | Feasibility Study
VA25059 | 36.9875 | -78.082 | Solar | 3 | Kenbridge | TX #1 | 64 651 | 2/25/2025 | Subordinate | A | Active
VA25060 | 36.9875 | -78.082 | Solar | 3 | Kenbridge | TX #1 | 64 651 | 2/25/2025 | Subordinate | A | Active
VA25061 | 36.9875 | -78.082 | Solar | 3 | Kenbridge | TX #1 | 64 651 | 2/25/2025 | Subordinate | A | Active
VA25062 | 39.1976 | -77.5785 | Battery | 0.023 | Pleasant View | TX #2 | 48 442 | 2/26/2025 | In Construction | A | Active | 4/14/2025
VA25063 | 37.2196 | -79.1844 | Solar | 3 | Dominion | TX #1 | 66 401 | 3/4/2025 | Project A | A | Active |  | System Impact Study
VA25064 | 37.2196 | -79.1844 | Solar | 3 | Dominion | TX #1 | 66 401 | 3/4/2025 | Project B | A | Active
VA25065 | 37.2196 | -79.1844 | Solar | 3 | Dominion | TX #1 | 66 401 | 3/4/2025 | Subordinate | A | Active
VA25066 | 37.2526 | -77.4388 | Solar | 4.995 | Harvell | TX #1 | 02 804 | 3/4/2025 | Project B | A | Active
VA25067 | 37.2485 | -77.4416 | Solar | 4.995 | Locks | TX #2 | 02 830 | 3/4/2025 | Project B | A | Active
VA25068 | 37.1033 | -79.3029 | Solar | 0.5 | Otter River | TX #2 | 66 508 | 3/4/2025 | Subordinate | A | Active
VA25070 | 36.7824 | -77.8121 | Solar | 6 | Lawrenceville | TX #2 | 64 353 | 3/10/2025 | Subordinate | A | Active
VA25071 | 36.7824 | -77.8121 | Solar | 3 | Lawrenceville | TX #2 | 64 353 | 3/10/2025 | Subordinate | A | Active
VA25072 | 36.7824 | -77.8121 | Solar | 3 | Lawrenceville | TX #2 | 64 353 | 3/10/2025 | Subordinate | A | Active
VA25074 | 38.5384 | -77.7302 | Cancelled | 7.5 | Remington | TX #2 | 47 332 | 3/14/2025 | Cancelled | C | Cancelled
VA25075 | 38.5237 | -77.8013 | Solar | 3.75 | Remington | TX #1 | 47 324 | 3/14/2025 | Subordinate | A | Active
VA25076 | 37.0886 | -76.3887 | Cancelled | 29.12 | Peninsula | TX #2 | 22 NEW | 3/14/2025 | Cancelled | C | Cancelled
VA25078 | 38.5337 | -77.7293 | Solar | 4.5 | Remington | TX #1 | 47 332 | 3/17/2025 | Project A | A | Active |  | On Hold Pending Agreement
VA25079 | 36.6506 | -76.58 | Solar | 3 | Suffolk | TX #6 | 26 351 | 3/17/2025 | Subordinate | A | Active
VA25080 | 36.6506 | -76.58 | Solar | 4.999 | Suffolk | TX #6 | 26 351 | 3/17/2025 | Subordinate | A | Active
VA25081 | 37.0142 | -79.0075 | Solar | 4.995 | Perth | TX #1 | 66 404 | 3/17/2025 | Subordinate | A | Active
VA25082 | 37.0142 | -79.0075 | Solar | 3 | Perth | TX #1 | 66 404 | 3/17/2025 | Subordinate | A | Active
VA25083 | 36.7819 | -76.5374 | Solar | 3 | Crittenden | TX #1 | 26 455 | 3/18/2025 | Project B | A | Active
VA25084 | 38.6147 | -77.8792 | Battery | 23.5 | Remington | TX #1 | 47 655 | 3/18/2025 | Subordinate | A | Active
VA25085 | 38.0336 | -79.0659 | Solar | 3.45 | Stuarts Draft | TX #1 | 82 432 | 3/18/2025 | Project A | A | Active |  | Feasibility Study
VA25092 | 36.8714 | -76.6039 | Solar | 4 | Benns Church | TX #2 | 26 392 | 3/24/2025 | Subordinate | A | Active
VA25094 | 38.0669 | -78.4371 | Battery | 0.027 | Charlottesville | TX #4 | 81 314 | 3/25/2025 | In Service | A | In Service | 5/14/2025
VA25095 | 38.4386 | -77.3981 | Battery | 0.027 | Stafford | TX #2 | 42 320 | 3/25/2025 | Project A | A | Active |  | Level 1 Screen
VA25100 | 38.2623 | -78.0139 | Solar | 9 | Orange | TX #3 | 81 519 | 4/3/2025 | Project A | A | Active |  | Feasibility Study
VA25101 | 38.2623 | -78.0139 | Solar | 3 | Orange | Orange | 81 519 | 4/2/2025 | Project B | A | Active
VA25102 | 38.2623 | -78.0139 | Solar | 3 | Orange | Orange | 81 519 | 4/2/2025 | Subordinate | A | Active
VA25103 | 38.2623 | -78.0139 | Solar | 3 | Orange | TX #3 | 81 519 | 4/2/2025 | Subordinate | A | Active
VA25104 | 37.2162 | -79.1954 | Solar | 5 | Dominion | TX #1 | 66 401 | 4/10/2025 | Subordinate | A | Active
VA25105 | 37.517 | -78.467 | Solar | 5 | Buckingham | TX #3 | 63 309 | 4/14/2025 | Subordinate | A | Active
VA25106 | 37.517 | -78.467 | Solar | 5 | Buckingham | TX #3 | 63 309 | 4/14/2025 | Subordinate | A | Active
VA25107 | 38.0062 | -76.6059 | Solar | 14 | Northern Neck | TX #5 | 03 305 | 4/14/2025 | Project A | A | Active
VA25108 | 38.895 | -77.1032 | Battery | 0.011 | Ballstone | TX #2 | 41 642 | 4/14/2025 | Project A | A | Active |  | Level 1 Screen
VA25109 | 38.034 | -79.0666 | Solar | 4.8 | Stuarts Draft | TX #1 | 82 432 | 4/17/2025 | Project B | A | Active
VA25114 |  |  |  | 0 |  |  |  | 2/19/2025 | Subordinate | A | Active
VA25115 | 37.4031 | -76.8182 | Battery | 18 | Toano | TX #2 | 28 426 | 4/28/2025 | Subordinate | A | Active
VA25116 | 37.4031 | -76.8182 | Battery | 18 | Toano | TX #2 | 28 426 | 4/28/2025 | Subordinate | A | Active
VA25118 | 37.0174 | -76.6374 | Solar | 19.2 | Poolesville | TX #1 | 26 469 | 4/29/2025 | Subordinate | A | Active
VA25119 | 37.0174 | -76.6374 | Solar | 3 | Poolesville | TX #1 | 26 469 | 4/29/2025 | Subordinate | A | Active
VA25120 | 37.0174 | -76.6374 | Solar | 3 | Poolesville | TX #1 | 26 469 | 4/29/2025 | Subordinate | A | Active
VA25121 | 37.0174 | -76.6374 | Solar | 3 | Poolesville | TX #1 | 26 469 | 4/29/2025 | Subordinate | A | Active
VA25122 | 37.0174 | -76.6374 | Solar | 3 | Poolesville | TX #1 | 26 469 | 4/29/2025 | Subordinate | A | Active
VA25123 | 37.0174 | -76.6374 | Solar | 3 | Poolesville | TX #1 | 26 469 | 4/29/2025 | Subordinate | A | Active
VA25124 | 37.0174 | -76.6374 | Solar | 3 | Poolesville | TX #1 | 26 469 | 4/29/2025 | Subordinate | A | Active
VA25125 | 37.0174 | -76.6374 | Solar | 3 | Poolesville | TX #1 | 26 469 | 4/29/2025 | Subordinate | A | Active
VA25126 | 37.9531 | -78.3959 | Solar | 3 | Mount Eagle | TX #1 | 81 350 | 4/29/2025 | Subordinate | A | Active
VA25127 | 37.9531 | -78.3959 | Solar | 3 | Mount Eagle | TX #1 | 81 350 | 4/29/2025 | Subordinate | A | Active
VA25128 | 38.4822 | -78.8524 | Solar | 3 | Harrisonburg | TX #1 | 82 356 | 4/29/2025 | Project B | A | Active
VA25129 | 38.4822 | -78.8524 | Solar | 3 | Harrisonburg | TX #1 | 82 356 | 4/29/2025 | Subordinate | A | Active
VA25130 | 38.4822 | -78.8524 | Solar | 3 | Harrisonburg | TX #1 | 82 356 | 4/29/2025 | Subordinate | A | Active
VA25131 | 38.4822 | -78.8524 |  | 1 | Harrisonburg | TX #1 | 82 356 | 4/29/2025 | Subordinate | A | Active
VA25132 | 38.4822 | -78.8524 | Solar | 1 | Harrisonburg | TX #1 | 82 356 | 4/29/2025 | Subordinate | A | Active
VA25133 | 38.4822 | -78.8524 | Solar | 1 | Harrisonburg | TX #1 | 82 356 | 4/29/2025 | Subordinate | A | Active
VA25135 | 38.539 | -77.732 | Solar | 5 | Remington | TX #2 | 47 332 | 5/6/2025 | Project B | A | Active |  | Feasibility Study
VA25136 | 36.7395 | -78.929 | Solar | 10 | Sinai | TX #1 | 65 911 | 5/7/2025 | Subordinate | A | Active
VA25137 | 36.7174 | -78.961 | Solar | 5 | Sinai | TX #2 | 65 913 | 5/13/2025 | Subordinate | A | Active
VA25138 | 37.6288 | -76.9547 | Solar | 5 | West Point | TX #2 | 04 333 | 5/13/2025 | Subordinate | A | Active
VA25141 | 38.539 | -77.732 | Solar | 3 | Remington | TX #2 | 47 332 | 5/14/2025 | Subordinate | A | Active
VA25145 | 36.7734 | -76.6904 | Solar | 3 | Myrtle | TX #1 | 26 406 | 5/22/2025 | Subordinate | A | Active
VA25146 | 36.7734 | -76.6904 | Solar | 3 | Myrtle | TX #1 | 26 406 | 5/22/2025 | Subordinate | A | Active
VA25147 | 36.7734 | -76.6904 | Solar | 3 | Myrtle | TX #1 | 26 406 | 5/22/2025 | Subordinate | A | Active
VA25149 |  |  | Solar | 4.65 | Westmoreland | TX #1 | 03 315 | 5/28/2025 | Subordinate | A | Active
VA25150 | 37.1669 | -77.3573 | Solar | 4.95 | Poe | TX #4 | 02 355 | 5/28/2025 | Project B | A | Active
VA25151 | 37.4564 | -78.3035 | Solar | 1 | Buckingham | TX #2 | 63 711 | 5/28/2025 | Subordinate | A | Active
VA25152 | 36.9128 | -78.7242 | Solar | 3 | Mount Laurel | TX #1 | 65 941 | 5/28/2025 | Subordinate | A | Active
VA25153 | 36.9128 | -78.7242 | Solar | 3 | Mount Laurel | TX #1 | 65 941 | 5/28/2025 | Subordinate | A | Active
VA25154 | 38.1865 | -78.8625 | Solar | 5 | DOOMS 115 | TX #2 | 82 409 | 5/29/2025 | Subordinate | A | Active
VA25156 | 36.6252 | -77.1968 | Solar | 5 | Boykins | TX #1 | 61_300 | 6/3/2025 | Project B | A | Active
VA25157 | 36.6346 | -77.1974 | Solar | 5 | Boykins | TX #1 | 61_300 | 6/3/2025 | Subordinate | A | Active
VA25159 | 38.948 | -77.2186 | Battery | 0.0115 | Swinks Mill | TX #1 | 44 752 | 6/4/2025 | Project A | A | Active |  | Level 1 Screen
VA25160 | 37.4102 | -77.656 |  | 0 | Winterpock | TX #2 | 05 490 | 6/4/2025 |  | A | Active
VA25161 | 37.2689 | -77.4105 |  | 0 | Harrowgate | TX #3 | 02 455 | 6/4/2025 |  | A | Active
VA25162 | 37.5257 | -77.3518 |  | 0 | Charles City Rd | TX #2 | 06 441 | 6/4/2025 |  | A | Active
VA25163 |  |  |  | 0 |  |  | 05 612 | 6/4/2025 |  | A | Active
VA25164 |  |  |  | 0 |  |  | 05 339 | 6/4/2025 |  | A | Active
VA25165 |  |  |  | 0 |  |  | 05 410 | 6/4/2025 |  | A | Active
VA25166 |  |  |  | 0 |  |  | 05 328 | 6/4/2025 |  | A | Active
VA25167 | 36.7301 | -78.8512 | Solar | 4.999 | Reedy Creek | TX #2 | 65 319 | 6/4/2025 | Subordinate | A | Active
VA25168 | 38.4142 | -78.0067 | Solar | 4.999 | Culpeper | TX #1 | 47 363 | 6/4/2025 | Project B | A | Active
VA25170 | 38.2653 | -78.8493 | Solar | 3.5 | Weyers Cave | TX #1 | 82 350 | 6/9/2025 | Subordinate | A | Active
VA25180 | 36.7485 | -78.7314 | Solar | 5 | Dryburg | TX #2 | 65 942 | 6/12/2025 | Subordinate | A | Active
VA25181 | 37.2433 | -78.677 | Solar | 5 | Pamplin | TX #4 | 63 302 | 6/16/2025 | Project A | A | Active
VA25182 | 37.9508 | -76.6797 | Solar | 5 | Northern Neck | TX #5 | 03 305 | 6/16/2025 | Subordinate | A | Active
VA25183 | 37.9509 | -76.6797 | Solar | 5 | Northern Neck | TX #5 | 03 305 | 6/16/2025 | Subordinate | A | Active
VA25184 | 37.9499 | -76.671 | Solar | 2 | Northern Neck | TX #5 | 03 305 | 6/16/2025 | Subordinate | A | Active
VA25187 | 37.5725 | -77.5264 | Battery | 0.02 | Grove Avenue | TX #1 | 01 682 | 6/30/2025 | Project A | A | Active |  | Level 1 Screen
VA25188 | 37.4881 | -76.8637 | Solar | 23.5 | Correctional | TX #1 | 28 429 | 6/30/2025 | Subordinate | A | Active
VA25190 | 37.2405 | -77.4266 | Battery | 1.5 | Harvell | TX #1 | 02 804 | 7/1/2025 | Project B | A | Active
VA25191 | 38.4249 | -78.0006 | Solar | 5 | Culpeper | TX #1 | 47 363 | 7/3/2025 | Subordinate | A | Active
VA25193 | 39.0108 | -77.4404 | Battery | 40.471 | Paragon Park | TX #2 | 44 837 | 7/7/2025 | Project A | A | Active
VA25194 | 39.0084 | -77.4431 | Battery | 40.471 | Paragon Park | TX #2 | 44 838 | 7/7/2025 | Project B | A | Active
VA25195 | 37.4881 | -76.8637 | Solar | 3 | Correctional | TX #1 | 28 428 | 7/7/2025 | Subordinate | A | Active
VA25196 | 37.4881 | -76.8637 | Solar | 3 | Correctional | TX #1 | 28 428 | 7/7/2025 | Subordinate | A | Active
VA25197 | 36.7485 | -78.7314 | Solar | 2 | Dryburg | TX #2 | 65 942 | 7/7/2025 | Subordinate | A | Active
VA25198 |  |  | Solar | 3 | Smithfield |  | 26_346 | 7/7/2025 | Project A | A | Active
VA25199 |  |  | Solar | 3 | Smithfield |  | 26_346 | 7/7/2025 | Project B | A | Active
VA25200 |  |  | Solar | 3 | Smithfield |  | 26_346 | 7/7/2025 | Subordinate | A | Active
VA25201 |  |  | Solar | 3 | Smithfield |  | 26_346 | 7/7/2025 | Subordinate | A | Active
VA25202 | 37.0204 | -76.6335 | Solar | 3 | Smithfield | TX #2 | 26_346 | 7/7/2025 | Subordinate | A | Active
VA25203 |  |  | Solar | 3 | Smithfield |  | 26_346 | 7/7/2025 | Subordinate | A | Active
VA25204 | 37.2459 | -77.3865 | Diesel | 1.25 |  |  |  | 7/7/2025 | Project A | A | Active
VA25205 | 37.2789 | -78.4022 | Diesel | 1.25 |  |  |  | 7/7/2025 | Project A | A | Active
VA25206 | 36.7122 | -78.1049 | Diesel | 1.25 | South Hill | TX #2 | 64 813 | 7/7/2025 | Subordinate | A | Active
VA25207 |  |  | Diesel | 1.25 | Tabb | TX #1 | 22_403 | 7/7/2025 | Project A | A | Active
VA25208 | 37.6041 | -77.5661 | Diesel | 1.25 | Northwest | TX #2 | 01 3289 | 7/7/2025 | Project A | A | Active
VA25209 | 37.6932 | -77.4396 | Diesel | 0.782 | Elmont | TX #4 | 01 366 | 7/7/2025 | Project A | A | Active
VA25210 |  |  | Diesel | 0.625 | Princess Anne | TX #1 | 25 360 | 7/7/2025 | Project A | A | Active |  | Level 2 Screen
VA25211 |  |  | Diesel | 1.25 | Dahlgren | TX #2 | 42 449 | 7/7/2025 | Project A | A | Active
VA25212 | 37.5145 | -77.776 |  | 0 |  |  |  | 7/7/2025 |  | A | Active
VA25213 |  |  | Diesel | 0.625 | Garrisonville | TX #1 | 42 484 | 7/7/2025 | Project A | A | Active
VA25214 | 37.1669 | -77.3573 | Solar | 4.95 | Poe |  | 02 355 | 7/7/2025 | Project B | A | Active
VA25215 |  |  | Battery | 0 | Turner |  | 06 308 | 7/8/2025 |  | A | Active
VA25216 |  |  | Battery | 0 | Fredericksburg | TX #2 | 42 501 | 7/9/2025 | Project A | A | Active
VA25217 | 38.013 | -78.4858 | Battery | 0.88 | Charlottesville | TX #4 | 81 310 | 7/9/2025 | Project A | A | Active